## Building M
Project :- Mozart Urban E
Location :- Frederick, MD
Estimate Date :- 18th December 2018
Full GC Estimate - Building - Mozart Urban E
| Description | Unit | Qunatity | Material Rate | Material Amount | Labor Rate | Labor Amount | Labor Hours | Unit Rate | Amount
Building M
Structural
Footing
1 | F001( 4'-9" x 1'-4" x 0'-8") | Nos | 1
| Excavation | Cu.ft | 79 |  |  | 2.2 | 173.8 | 3.16 | 2.2 | 173.8
| Concrete | Cu.ft | 7 | 3.06 | 21.42 | 3.74 | 26.18 | 0.44 | 6.8 | 47.6
| Rebar | Lbs | 13 | 0.58 | 7.54 | 0.87 | 11.31 | 0.19 | 1.45 | 18.85
| Formwork | Sq.ft | 9 | 5.4 | 48.6 | 6.6 | 59.4 | 0.92 | 12 | 108
2 | F003( 19'-1 1/16" x 1'-4" x 0'-8") | Nos | 1
| Excavation | Cu.ft | 224 |  |  | 2.2 | 492.8 | 8.96 | 2.2 | 492.8
| Concrete | Cu.ft | 18 | 3.06 | 55.08 | 3.74 | 67.32 | 1.13 | 6.8 | 122.4
| Rebar | Lbs | 34 | 0.58 | 19.72 | 0.87 | 29.58 | 0.5 | 1.45 | 49.3
| Formwork | Sq.ft | 26 | 5.4 | 140.4 | 6.6 | 171.6 | 2.64 | 12 | 312
3 | F004( 3'-0" x 3'-0" x l'-3") | Nos | 1
| Excavation | Cu.ft | 88 |  |  | 2.2 | 193.6 | 3.52 | 2.2 | 193.6
| Concrete | Cu.ft | 14 | 3.06 | 42.84 | 3.74 | 52.36 | 0.88 | 6.8 | 95.2
| Rebar | Lbs | 26 | 0.58 | 15.08 | 0.87 | 22.62 | 0.38 | 1.45 | 37.7
| Formwork | Sq.ft | 22 | 5.4 | 118.8 | 6.6 | 145.2 | 2.24 | 12 | 264
4 | F005( 3'-0" x 3'-0" x l'-3") | Nos | 1
| Excavation | Cu.ft | 88 |  |  | 2.2 | 193.6 | 3.52 | 2.2 | 193.6
| Concrete | Cu.ft | 14 | 3.06 | 42.84 | 3.74 | 52.36 | 0.88 | 6.8 | 95.2
| Rebar | Lbs | 26 | 0.58 | 15.08 | 0.87 | 22.62 | 0.38 | 1.45 | 37.7
| Formwork | Sq.ft | 22 | 5.4 | 118.8 | 6.6 | 145.2 | 2.24 | 12 | 264
5 | F009( 2'-9" x l'-6" x l'-3") | Nos | 1
| Excavation | Cu.ft | 42 |  |  | 2.2 | 92.4 | 1.68 | 2.2 | 92.4
| Concrete | Cu.ft | 8 | 3.06 | 24.48 | 3.74 | 29.92 | 0.5 | 6.8 | 54.4
| Rebar | Lbs | 15 | 0.58 | 8.7 | 0.87 | 13.05 | 0.22 | 1.45 | 21.75
| Formwork | Sq.ft | 18.5 | 5.4 | 99.9 | 6.6 | 122.1 | 1.88 | 12 | 222
6 | F011( 2'-6" x 2'-6" x 1'-0") | Nos | 1
| Excavation | Cu.ft | 71 |  |  | 2.2 | 156.2 | 2.84 | 2.2 | 156.2
| Concrete | Cu.ft | 9 | 3.06 | 27.54 | 3.74 | 33.66 | 0.57 | 6.8 | 61.2
| Rebar | Lbs | 17 | 0.58 | 9.86 | 0.87 | 14.79 | 0.25 | 1.45 | 24.65
| Formwork | Sq.ft | 20 | 5.4 | 108 | 6.6 | 132 | 2.04 | 12 | 240
7 | 12" Poured Concrete Wall Below Grade W/4' Stem Wall Above grade Over 16"x8" | L.ft | 43
| Excavation | Cu.ft | 502 |  |  | 2.2 | 1104.4 | 20.08 | 2.2 | 1104.4
| Concrete | Cu.ft | 146 | 3.06 | 446.76 | 3.74 | 546.04 | 9.11 | 6.8 | 992.8
| Rebar | Lbs | 271 | 0.58 | 157.18 | 0.87 | 235.77 | 3.93 | 1.45 | 392.95
| Formwork | Sq.ft | 301 | 5.4 | 1625.4 | 6.6 | 1986.6 | 30.57 | 12 | 3612
8 | 12" Poured Concrete Wall Below Grade W/4' Stem Wall Above grade Over 24"x8" Continuous Footing | L.ft | 20
| Excavation | Cu.ft | 280 |  |  | 2.2 | 616 | 11.2 | 2.2 | 616
| Concrete | Cu.ft | 77 | 3.06 | 235.62 | 3.74 | 287.98 | 4.8 | 6.8 | 523.6
| Rebar | Lbs | 143 | 0.58 | 82.94 | 0.87 | 124.41 | 2.08 | 1.45 | 207.35
| Formwork | Sq.ft | 140 | 5.4 | 756 | 6.6 | 924 | 14.22 | 12 | 1680
9 | 12" Poured Concrete Wall Below Grade W/4' Stem Wall Above grade Over 22"x8" Continuous Footing | L.ft | 36
| Excavation | Cu.ft | 483 |  |  | 2.2 | 1062.6 | 19.32 | 2.2 | 1062.6
| Concrete | Cu.ft | 135 | 3.06 | 413.1 | 3.74 | 504.9 | 8.42 | 6.8 | 918
| Rebar | Lbs | 250 | 0.58 | 145 | 0.87 | 217.5 | 3.63 | 1.45 | 362.5
| Formwork | Sq.ft | 252 | 5.4 | 1360.8 | 6.6 | 1663.2 | 25.59 | 12 | 3024
10 | 20"x8" Thickened Slab | L.ft | 12
| Excavation | Cu.ft | 14 |  |  | 2.2 | 30.8 | 0.56 | 2.2 | 30.8
| Concrete | Cu.ft | 14 | 3.06 | 42.84 | 3.74 | 52.36 | 0.88 | 6.8 | 95.2
| Rebar | Lbs | 26 | 0.58 | 15.08 | 0.87 | 22.62 | 0.38 | 1.45 | 37.7
| Formwork | Sq.ft | 17 | 5.4 | 91.8 | 6.6 | 112.2 | 1.73 | 12 | 204
11 | 6" Poured Concrete Wall Over 12" Continuous Concrete Footing | L.ft | 7
| Concrete | Cu.ft | 4 | 3.06 | 12.24 | 3.74 | 14.96 | 0.25 | 6.8 | 27.2
| Rebar | Lbs | 7 | 0.58 | 4.06 | 0.87 | 6.09 | 0.11 | 1.45 | 10.15
| Formwork | Sq.ft | 7 | 5.4 | 37.8 | 6.6 | 46.2 | 0.72 | 12 | 84
12 | 6'-3"x4'-1 1/2" Concrete Stoop | Nos | 1
| Concrete | Cu.ft | 9 | 3.06 | 27.54 | 3.74 | 33.66 | 0.57 | 6.8 | 61.2
| Rebar | Lbs | 17 | 0.58 | 9.86 | 0.87 | 14.79 | 0.25 | 1.45 | 24.65
| Formwork | Sq.ft | 6 | 5.4 | 32.4 | 6.6 | 39.6 | 0.61 | 12 | 72
Slab
13 | 4'' Poured Concrete | Sq.ft | 789
| Concrete | Cu.ft | 260.37 | 3.06 | 796.7322 | 3.74 | 973.7838 | 16.23 | 6.8 | 1770.516
| Rebar (Welded Wire Mesh) | Sq.ft | 789 | 0.6 | 473.4 | 0.9 | 710.1 | 11.84 | 1.5 | 1183.5
1st Floor Framing
14 | IAD- PRI 60 - 14, Length - 10'-1 1/8'' | Nos | 2 | 108.24 | 216.48 | 137.76 | 275.52 | 4.76 | 246 | 492
15 | IBB- PRI 60 - 14, Length - 1'-11 1/8'' | Nos | 1 | 22 | 22 | 28 | 28 | 0.49 | 50 | 50
16 | IAE- PRI 60 - 14, Length - 19'-5 3/4'' | Nos | 11 | 167.2 | 1839.2 | 212.8 | 2340.8 | 40.36 | 380 | 4180
17 | IAF-2- PRI 60 - 14 DBL , A-3599, Length - 19'-5 3/4'' | Nos | 1 | 193.6 | 193.6 | 246.4 | 246.4 | 4.25 | 440 | 440
18 | IAG-2- PRI 60 - 14 DBL , A-3599, Length - 12'-5 7/8'' | Nos | 1 | 129.25 | 129.25 | 164.5 | 164.5 | 2.84 | 293.75 | 293.75
19 | IAH- PRI 60 - 14, Length - 15'-10 7/8'' | Nos | 5 | 140.8 | 704 | 179.2 | 896 | 15.45 | 320 | 1600
20 | IAK- PRI 60 - 14, Length - 3'-5 1/8'' | Nos | 1 | 38.5 | 38.5 | 49 | 49 | 0.85 | 87.5 | 87.5
21 | IAL- PRI 80 - 14, Length - 19'-5 3/4'' | Nos | 1 | 184.8 | 184.8 | 235.2 | 235.2 | 4.06 | 420 | 420
22 | IAQ- PRI 80 - 14, Length - 19'-5 3/4'' | Nos | 1 | 184.8 | 184.8 | 235.2 | 235.2 | 4.06 | 420 | 420
23 | IAS- PRI 60 - 14, Length - 1-10 5/8'' | Nos | 2 | 22 | 44 | 28 | 56 | 0.97 | 50 | 100
24 | IAT- PRI 60 - 14, Length - 5'-0 5/8'' | Nos | 4 | 55 | 220 | 70 | 280 | 4.83 | 125 | 500
25 | IAV- PRI 60 - 14, Length - 12'-4'' | Nos | 1 | 110 | 110 | 140 | 140 | 2.42 | 250 | 250
26 | IAW- PRI 60 - 14, Length - 15'-10 7/8'' | Nos | 1 | 140.8 | 140.8 | 179.2 | 179.2 | 3.09 | 320 | 320
27 | L101- LVL 1.75 - 11-14, Length - 9'-8 15/16'' | Nos | 1 | 83.6 | 83.6 | 106.4 | 106.4 | 1.84 | 190 | 190
28 | L102- LVL 1.75 - 11-14, Length - 4'-6 1/2'' | Nos | 1 | 55.44 | 55.44 | 70.56 | 70.56 | 1.22 | 126 | 126
29 | L103- LVL 1.75 -14, Length - 3'-1'' | Nos | 1 | 27.72 | 27.72 | 35.28 | 35.28 | 0.61 | 63 | 63
30 | L104- LVL 1.75 -14, Length - 5'-0 3/8'' | Nos | 1 | 46.2 | 46.2 | 58.8 | 58.8 | 1.02 | 105 | 105
31 | L105 - 2- LVL 1.75 -14, Length - 5'-0 3/8'' | Nos | 1 | 66 | 66 | 84 | 84 | 1.45 | 150 | 150
32 | L106- LVL 1.75 -03-08, Length - 4'-8 1/2'' | Nos | 1 | 42.9 | 42.9 | 54.6 | 54.6 | 0.95 | 97.5 | 97.5
33 | L107- LVL 1.75 -03-08, Length - 4'-8 1/2'' | Nos | 1 | 42.9 | 42.9 | 54.6 | 54.6 | 0.95 | 97.5 | 97.5
34 | WP II | Nos | 1 | 110 | 110 | 140 | 140 | 2.42 | 250 | 250
35 | 2x4 Squash Blocking | L.ft | 19 | 5.28 | 100.32 | 6.72 | 127.68 | 2.21 | 12 | 228
36 | 1'-4'' x 14 Rim Board | L.ft | 86.5 | 7.04 | 608.96 | 8.96 | 775.04 | 13.37 | 16 | 1384
37 | 3/4'' x 3'-9'' CDX Plywood | Sq.ft | 42 | 1.672 | 70.224 | 2.128 | 89.376 | 1.55 | 3.8 | 159.6
38 | 7/16'' OSB Sheathing | Sq.ft | 398 | 1.496 | 595.408 | 1.904 | 757.792 | 13.07 | 3.4 | 1353.2
2nd Floor Framing
39 | 2AG- PRI 60 - 14, Length - 19'-5 3/4'' | Nos | 7 | 167.2 | 1170.4 | 212.8 | 1489.6 | 25.69 | 380 | 2660
40 | 2AB- PRI 60 - 14, Length - 19'-5 3/4'' | Nos | 9 | 167.2 | 1504.8 | 212.8 | 1915.2 | 33.03 | 380 | 3420
41 | 2AL -2- PRI 60 - 14 DBL , A-3599, Length - 19'-5 3/4'' | Nos | 1 | 193.6 | 193.6 | 246.4 | 246.4 | 4.25 | 440 | 440
42 | 2AC -2- PRI 60 - 14 DBL , A-3599, Length - 11-7 7/8'' | Nos | 1 | 124.08 | 124.08 | 157.92 | 157.92 | 2.73 | 282 | 282
43 | 2AM- PRI 60 - 14, Length - 16-0 5/8'' | Nos | 1 | 140.8 | 140.8 | 179.2 | 179.2 | 3.09 | 320 | 320
44 | 2AD- PRI 80 - 14, Length - 14'-9 7/8'' | Nos | 1 | 130.24 | 130.24 | 165.76 | 165.76 | 2.86 | 296 | 296
45 | 2AN-2- PRI 60 - 14 DBL , A-3599, Length - 16'-0 5/8'' | Nos | 1 | 165.44 | 165.44 | 210.56 | 210.56 | 3.64 | 376 | 376
46 | 2AE- PRI 60 - 14, Length - 16'-0 5/8'' | Nos | 1 | 140.8 | 140.8 | 179.2 | 179.2 | 3.09 | 320 | 320
47 | 2AJ- PRI 60 - 14, Length - 19'-5 3/4'' | Nos | 1 | 167.2 | 167.2 | 212.8 | 212.8 | 3.67 | 380 | 380
48 | 2AR- PRI 60 - 14, Length - 19'-5 3/4'' | Nos | 1 | 167.2 | 167.2 | 212.8 | 212.8 | 3.67 | 380 | 380
49 | 2AA- PRI 60 - 14, Length - 3'-1 5/8'' | Nos | 1 | 38.5 | 38.5 | 49 | 49 | 0.85 | 87.5 | 87.5
50 | 2AP- PRI 60 - 14, Length - 8'-10'' | Nos | 1 | 97.02 | 97.02 | 123.48 | 123.48 | 2.13 | 220.5 | 220.5
51 | L201- LVL 1.75-14, Length - 3'-1'' | Nos | 1 | 27.72 | 27.72 | 35.28 | 35.28 | 0.61 | 63 | 63
52 | L202- LVL 1.75-14, Length - 3'-3 3/8'' | Nos | 1 | 28.6 | 28.6 | 36.4 | 36.4 | 0.63 | 65 | 65
53 | L203- LVL 1.75-14, Length - 6'-6 5/8'' | Nos | 1 | 79.2 | 79.2 | 100.8 | 100.8 | 1.74 | 180 | 180
54 | 2x4 Blocking | L.ft | 11 | 5.28 | 58.08 | 6.72 | 73.92 | 1.28 | 12 | 132
Roof Framing & Covering
55 | AA - 15771 Mono Type Roof Trusses, Length - 16'-2 7/8'' | Nos | 11 | 306.18 | 3367.98 | 374.22 | 4116.42 | 70.98 | 680.4 | 7484.4
56 | AB - 15772 Mono Type Roof Trusses, Length - 19'-2 5/8'' | Nos | 11 | 362.88 | 3991.68 | 443.52 | 4878.72 | 84.12 | 806.4 | 8870.4
57 | L301-3 - LVL 1.75-18, Length - 19'-8'' | Nos | 1 | 159.57 | 159.57 | 195.03 | 195.03 | 3.37 | 354.6 | 354.6
58 | Fieled Build Parapet Walls | L.ft | 74 | 24.75 | 1831.5 | 30.25 | 2238.5 | 38.6 | 55 | 4070
59 | Awning (25 Sq.ft) | Sum | 1 | 225 | 225 | 275 | 275 | 4.44 | 500 | 500
60 | Roof Sheathing | Sq.ft | 735 | 1.89 | 1389.15 | 2.31 | 1697.85 | 27.39 | 4.2 | 3087
61 | Rigid Insulation | Sq.ft | 735 | 0.63 | 463.05 | 0.77 | 565.95 | 9.13 | 1.4 | 1029
62 | Vapor barrier | Sq.ft | 735 | 0.405 | 297.675 | 0.495 | 363.825 | 5.87 | 0.9 | 661.5
63 | Roofing Membrane | Sq.ft | 735 | 2.07 | 1521.45 | 2.53 | 1859.55 | 30 | 4.6 | 3381
Lower Level Jack Schedule
64 | Jack - (2) 2x4 SPF Stud Grade | Nos | 6 | 85.5 | 513 | 104.5 | 627 | 10.82 | 190 | 1140
65 | Jack - (3) 2x4 SPF Stud Grade | Nos | 8 | 85.5 | 684 | 104.5 | 836 | 14.42 | 190 | 1520
66 | Jack - (5) 2x4 SP#1 | Nos | 2 | 85.5 | 171 | 104.5 | 209 | 3.61 | 190 | 380
67 | Jack - (4) 2x4 SPF Stud Grade | Nos | 6 | 85.5 | 513 | 104.5 | 627 | 10.82 | 190 | 1140
68 | Jack - (5) 2x4 SPF Stud Grade | Nos | 4 | 85.5 | 342 | 104.5 | 418 | 7.21 | 190 | 760
First Floor Jack Schedule
69 | Jack - (2) 2X4 SPF Stud Grade | Nos | 9 | 85.5 | 769.5 | 104.5 | 940.5 | 16.22 | 190 | 1710
70 | Jack - (5) 2X4 5P#I | Nos | 1 | 85.5 | 85.5 | 104.5 | 104.5 | 1.81 | 190 | 190
71 | Jack - (5; 2X4 SP#I | Nos | 1 | 85.5 | 85.5 | 104.5 | 104.5 | 1.81 | 190 | 190
72 | Jack - (3) 2X4 SPF Stud Grade | Nos | 4 | 85.5 | 342 | 104.5 | 418 | 7.21 | 190 | 760
73 | Jack - (4) 2X4 SPF Stud Grade | Nos | 1 | 85.5 | 85.5 | 104.5 | 104.5 | 1.81 | 190 | 190
74 | Jack - (4) 2X4 5PF Stud Grade | Nos | 1 | 85.5 | 85.5 | 104.5 | 104.5 | 1.81 | 190 | 190
Second Floor Jack Schedule
75 | JACK - (3) 2X4 SPF STUD GRADE | Nos | 2 | 85.5 | 171 | 104.5 | 209 | 3.61 | 190 | 380
76 | JACK - (5) 2X4 SP#I | Nos | 2 | 85.5 | 171 | 104.5 | 209 | 3.61 | 190 | 380
77 | Allow for Wood stair with Guard Rail with 3 Flyings and 2 intermediet landings from Lower Level to second floor | Sum | 1 | 1785 | 1785 | 2465 | 2465 | 37.93 | 4250 | 4250
78 | (2) 1 3/4 x 9 1/4 LVL HDR | L.ft | 7 | 7.65 | 53.55 | 9.35 | 65.45 | 1.13 | 17 | 119
79 | (2) 2x12 SP#1 HDR | L.ft | 6 | 11.25 | 67.5 | 13.75 | 82.5 | 1.43 | 25 | 150
80 | 7'-1'' HDR | L.ft | 7 | 8.1 | 56.7 | 9.9 | 69.3 | 1.2 | 18 | 126
81 | 4x4 P.T Post | Nos | 5 | 97.2 | 486 | 118.8 | 594 | 10.25 | 216 | 1080
82 | 9''X3''X3/8'' Bent Plate | L.ft | 18 | 13.5 | 243 | 16.5 | 297 | 5.13 | 30 | 540
Architecture
Exterior Finish
83 | Brick Veneer | Sq.ft | 2809 | 11.466 | 32207.994 | 15.834 | 44477.706 | 741.3 | 27.3 | 76685.7
84 | Precast Sill | L.ft | 19 | 23.1 | 438.9 | 31.9 | 606.1 | 10.11 | 55 | 1045
85 | Precast Header | L.ft | 46 | 25.2 | 1159.2 | 34.8 | 1600.8 | 26.68 | 60 | 2760
86 | 5/4 x 8 Ripped Trim | L.ft | 6 | 14.7 | 88.2 | 20.3 | 121.8 | 2.03 | 35 | 210
87 | Guard rail @ Balcony | L.ft | 18 | 39.9 | 718.2 | 55.1 | 991.8 | 16.53 | 95 | 1710
88 | Brick Water Table with Pre-cast Row Lock | L.ft | 74 | 11.76 | 870.24 | 16.24 | 1201.76 | 20.03 | 28 | 2072
89 | Siding Veneer | Sq.ft | 257 | 5.082 | 1306.074 | 7.018 | 1803.626 | 30.07 | 12.1 | 3109.7
90 | 1x4 Trim | L.ft | 9 | 2.268 | 20.412 | 3.132 | 28.188 | 0.47 | 5.4 | 48.6
91 | 1x6 Trim | L.ft | 25 | 2.52 | 63 | 3.48 | 87 | 1.45 | 6 | 150
92 | 1x12 Trim | L.ft | 23 | 3.528 | 81.144 | 4.872 | 112.056 | 1.87 | 8.4 | 193.2
93 | Architectural Cornice | L.ft | 40 | 19.74 | 789.6 | 27.26 | 1090.4 | 18.18 | 47 | 1880
Interior Finish
Floor Finishes
94 | Concrete Finish | Sq.ft | 369 | 0.864 | 318.816 | 0.936 | 345.384 | 5.76 | 1.8 | 664.2
95 | Floor Carpet | Sq.ft | 356 | 1.152 | 410.112 | 1.248 | 444.288 | 7.41 | 2.4 | 854.4
96 | Floor Tile | Sq.ft | 126 | 6 | 756 | 6.5 | 819 | 13.65 | 12.5 | 1575
97 | Hardwood Flooring | Sq.ft | 1088 | 4.896 | 5326.848 | 5.304 | 5770.752 | 96.18 | 10.2 | 11097.6
Wall Finishes
98 | Wall Tile | Sq.ft | 89 | 6 | 534 | 6.5 | 578.5 | 9.65 | 12.5 | 1112.5
99 | Paint - Bathroom | Sq.ft | 951 | 0.72 | 684.72 | 0.78 | 741.78 | 12.37 | 1.5 | 1426.5
100 | Crown Moulding | L.ft | 166 | 15.36 | 2549.76 | 16.64 | 2762.24 | 46.04 | 32 | 5312
Equipment
101 | Kitchen Range | Nos | 1 | 780 | 780 | 420 | 420 | 7 | 1200 | 1200
102 | Refrigirator | Nos | 1 | 1625 | 1625 | 875 | 875 | 13.47 | 2500 | 2500
103 | 29'' x 40'' Mirror | Nos | 1 | 227.5 | 227.5 | 122.5 | 122.5 | 1.89 | 350 | 350
104 | 24'' x 30'' Mirror | Nos | 1 | 195 | 195 | 105 | 105 | 1.62 | 300 | 300
105 | Water Heater | Nos | 1 | 338 | 338 | 182 | 182 | 2.8 | 520 | 520
Ceiling Finishes
106 | 1/2'' Gypsum Board Ceiling | Sq.ft | 1550 | 2.9 | 4495 | 3.5 | 5425 | 168.14 | 6.4 | 9920
107 | Batt Insulation above Ceiling | Sq.ft | 1550 | 0.45 | 697.5 | 0.75 | 1162.5 | 31.53 | 1.2 | 1860
Millwork
108 | Closet Shelves | L.ft | 43 | 46.2 | 1986.6 | 63.8 | 2743.4 | 44.25 | 110 | 4730
109 | 3'-6'' x 8'-11'' Island Counter Top | Nos | 1 | 529.2 | 529.2 | 730.8 | 730.8 | 11.79 | 1260 | 1260
110 | 2'-0'' Counter Top with Base Cabinet | L.ft | 9 | 100.8 | 907.2 | 139.2 | 1252.8 | 20.21 | 240 | 2160
111 | 2'-0'' Vanitytop with Base Cabinet | L.ft | 8 | 88.2 | 705.6 | 121.8 | 974.4 | 15.72 | 210 | 1680
112 | 3'-6'' Upper cabinet | L.ft | 6 | 67.2 | 403.2 | 92.8 | 556.8 | 8.99 | 160 | 960
113 | 3'-0'' Upper cabinet | L.ft | 3 | 60.9 | 182.7 | 84.1 | 252.3 | 4.07 | 145 | 435
114 | 2'-0'' Upper cabinet | L.ft | 3 | 50.4 | 151.2 | 69.6 | 208.8 | 3.37 | 120 | 360
115 | 6'-10'' Pantry Cupboard | L.ft | 4 | 56.7 | 226.8 | 78.3 | 313.2 | 5.06 | 135 | 540
116 | 3'-0'' Base Cabinet | L.ft | 9 | 48.3 | 434.7 | 66.7 | 600.3 | 9.69 | 115 | 1035
Miscellaneous
117 | Fire Rated 2'-0'' x 3'-0'' Access Panel | Nos | 1 | 15.75 | 15.75 | 19.25 | 19.25 | 0.32 | 35 | 35
118 | 22'' x 30'' Attic Access | Nos | 1 | 264 | 264 | 286 | 286 | 4.62 | 550 | 550
Partion Wall
119 | Perimeter Wall (2x4)
| 1/2'' Gypsum Wall board | Sq.ft | 3120 | 0.9 | 2808 | 1.2 | 3744 | 63.46 | 2.1 | 6552
| 2''x4'' Wood Studs @ 16'' O.C | Sq.ft | 2808 | 1.3 | 3650.4 | 1.6 | 4492.8 | 76.15 | 2.9 | 8143.2
| Batt Insulation | Sq.ft | 3120 | 0.45 | 1404 | 0.65 | 2028 | 34.38 | 1.1 | 3432
| 7/16'' OSB Sheathing | Sq.ft | 3120 | 2.2 | 6864 | 2 | 6240 | 105.77 | 4.2 | 13104
| Mudding &Tapping | Sq.ft | 3120 | 0.5 | 1560 | 0.7 | 2184 | 37.02 | 1.2 | 3744
120 | Perimeter Wall (2x6)
| 1/2'' Gypsum Wall board | Sq.ft | 70 | 0.9 | 63 | 1.2 | 84 | 1.43 | 2.1 | 147
| 2''x6'' Wood Studs @ 16'' O.C | L.ft | 63 | 1.95 | 122.85 | 1.6 | 100.8 | 1.71 | 3.55 | 223.65
| Batt Insulation | Sq.ft | 70 | 0.45 | 31.5 | 0.65 | 45.5 | 0.78 | 1.1 | 77
| 7/16'' OSB Sheathing | Sq.ft | 70 | 2.2 | 154 | 2 | 140 | 2.38 | 4.2 | 294
| Mudding &Tapping | Sq.ft | 70 | 0.5 | 35 | 0.7 | 49 | 0.84 | 1.2 | 84
121 | Closet Wall
| 1/2'' Gypsum Wall board | Sq.ft | 510 | 0.9 | 459 | 1.2 | 612 | 10.38 | 2.1 | 1071
| 2''x4'' Wood Studs @ 16'' O.C | L.ft | 459 | 1.3 | 596.7 | 1.6 | 734.4 | 12.45 | 2.9 | 1331.1
| 1/2'' Gypsum Wall board | Sq.ft | 510 | 0.9 | 459 | 1.2 | 612 | 10.38 | 2.1 | 1071
| Mudding &Tapping | Sq.ft | 1020 | 0.5 | 510 | 0.7 | 714 | 12.11 | 1.2 | 1224
122 | Furring Wall
| 7/8'' Hat Channels | L.ft | 306 | 1.1 | 336.6 | 0.7 | 214.2 | 3.64 | 1.8 | 550.8
| 1/2'' Gypsum Wall board | Sq.ft | 340 | 0.9 | 306 | 1.2 | 408 | 6.92 | 2.1 | 714
123 | 2x4 SPF Studs @ 16 O.C
| 1/2'' Gypsum Wall board | Sq.ft | 1110 | 0.9 | 999 | 1.2 | 1332 | 22.58 | 2.1 | 2331
| 2''x4'' Wood Studs @ 16'' O.C | L.ft | 999 | 1.3 | 1298.7 | 1.6 | 1598.4 | 27.1 | 2.9 | 2897.1
| Batt Insulation | Sq.ft | 1110 | 0.45 | 499.5 | 0.65 | 721.5 | 12.23 | 1.1 | 1221
| 1/2'' Gypsum Wall board | Sq.ft | 1110 | 0.9 | 999 | 1.2 | 1332 | 22.58 | 2.1 | 2331
| Mudding &Tapping | Sq.ft | 2220 | 0.5 | 1110 | 0.7 | 1554 | 26.34 | 1.2 | 2664
124 | 2x6 SPF Studs @ 16 O.C | Sq.ft | 80 | 1.4 | 112 | 1.9 | 152 | 2.58 | 3.3 | 264
Doors
125 | Single Door | Nos | 14 | 570 | 7980 | 380 | 5320 | 84.45 | 950 | 13300
126 | Double Door Closet | Nos | 2 | 660 | 1320 | 440 | 880 | 13.97 | 1100 | 2200
127 | 16'-0'' x 7'-0'' Garage Door | Nos | 1 | 3120 | 3120 | 1680 | 1680 | 26.67 | 4800 | 4800
Windows
128 | 6'-0'' x 6'-2'' Sized Glazed Window | Nos | 3 | 1825.26 | 5475.78 | 1321.74 | 3965.22 | 62.94 | 3147 | 9441
129 | 6'-4'' x 5'-0'' Sized Glazed Window | Nos | 2 | 1560.78 | 3121.56 | 1130.22 | 2260.44 | 35.88 | 2691 | 5382
130 | 6'-0'' x 3'-0'' Sized Glazed Window | Nos | 2 | 887.4 | 1774.8 | 642.6 | 1285.2 | 20.4 | 1530 | 3060
131 | 5'-3'' x 2'-6'' Sized Glazed Window | Nos | 1 | 647.28 | 647.28 | 468.72 | 468.72 | 7.44 | 1116 | 1116
132 | 6'-3'' x 5'-0'' Sized Glazed Window | Nos | 2 | 1541.06 | 3082.12 | 1115.94 | 2231.88 | 35.43 | 2657 | 5314
133 | 3'-0'' x 2'-9'' Sized Glazed Window | Nos | 1 | 407.16 | 407.16 | 294.84 | 294.84 | 4.68 | 702 | 702
134 | 6'-10'' x 5'-11'' Sized Glazed Window | Nos | 1 | 1990.56 | 1990.56 | 1441.44 | 1441.44 | 22.88 | 3432 | 3432
Electrical
Controllers
135 | Single Pole Switch | Nos | 19 | 65.8 | 1250.2 | 74.2 | 1409.8 | 22.74 | 140 | 2660
136 | Three Way Switch | Nos | 8 | 70.5 | 564 | 79.5 | 636 | 10.26 | 150 | 1200
137 | Smoke Detector | Nos | 6 | 98.7 | 592.2 | 111.3 | 667.8 | 10.78 | 210 | 1260
138 | Four Way Switch | Nos | 1 | 72.85 | 72.85 | 82.15 | 82.15 | 1.33 | 155 | 155
139 | Carbon Monoxide Detector | Nos | 1 | 112.8 | 112.8 | 127.2 | 127.2 | 2.06 | 240 | 240
Lighting
140 | Light Fixture Wall Mounted | Nos | 4 | 101.75 | 407 | 83.25 | 333 | 5.38 | 185 | 740
141 | Light Fixture Ceiling Mounted | Nos | 21 | 104.5 | 2194.5 | 85.5 | 1795.5 | 28.96 | 190 | 3990
142 | Keyless Lampholder | Nos | 3 | 115.5 | 346.5 | 94.5 | 283.5 | 4.58 | 210 | 630
143 | Light Fixture -Pendant | Nos | 2 | 118.25 | 236.5 | 96.75 | 193.5 | 3.13 | 215 | 430
144 | Allow for wirigng and Conduit | Nos | 30 | 60.5 | 1815 | 49.5 | 1485 | 23.96 | 110 | 3300
Power
145 | Duplex Receptacle WP/GF1 | Nos | 3 | 81.6 | 244.8 | 88.4 | 265.2 | 4.28 | 170 | 510
146 | Duplex Receptacle GF1 | Nos | 6 | 79.2 | 475.2 | 85.8 | 514.8 | 8.31 | 165 | 990
147 | Duplex Receptacle | Nos | 33 | 76.8 | 2534.4 | 83.2 | 2745.6 | 44.29 | 160 | 5280
148 | Television Receptacle | Nos | 1 | 79.2 | 79.2 | 85.8 | 85.8 | 1.39 | 165 | 165
149 | Television Receptacle | Nos | 2 | 79.2 | 158.4 | 85.8 | 171.6 | 2.77 | 165 | 330
150 | Telephone Receptacle | Nos | 1 | 79.2 | 79.2 | 85.8 | 85.8 | 1.39 | 165 | 165
151 | Receptacle 220 V | Nos | 2 | 81.6 | 163.2 | 88.4 | 176.8 | 2.86 | 170 | 340
152 | Duplex Receptacle MicroWave | Nos | 1 | 76.8 | 76.8 | 83.2 | 83.2 | 1.35 | 160 | 160
153 | Door Chime | Nos | 1 | 91.2 | 91.2 | 98.8 | 98.8 | 1.6 | 190 | 190
154 | Duplex Receptacle - Bottom Half Switch | Nos | 2 | 76.8 | 153.6 | 83.2 | 166.4 | 2.69 | 160 | 320
155 | Exhaust Fan Motor With Light | Nos | 2 | 225.6 | 451.2 | 244.4 | 488.8 | 7.89 | 470 | 940
156 | Allow for wirigng and Conduit | Nos | 54 | 52.8 | 2851.2 | 57.2 | 3088.8 | 49.82 | 110 | 5940
156 | Allow for main wiring | Sum | 1 | 2250 | 2250 | 2750 | 2750 | 44.36 | 5000 | 5000
157 | Allow for Control Panel Board | Sum | 1 | 3150 | 3150 | 3850 | 3850 | 62.1 | 7000 | 7000
158 | Allow for connection to main | Sum | 1 |  |  | 3500 | 3500 | 56.46 | 3500 | 3500
Mechanical
HVAC Duct
159 | Return Air Duct | Lbs | 542 | 3.276 | 1775.592 | 4.524 | 2452.008 | 40.87 | 7.8 | 4227.6
160 | Insualtion for Return Air Duct | Sq.ft | 374 | 1.302 | 486.948 | 1.798 | 672.452 | 11.21 | 3.1 | 1159.4
161 | Supply Air Duct | Lbs | 796 | 3.276 | 2607.696 | 4.524 | 3601.104 | 60.02 | 7.8 | 6208.8
162 | Insualtion for Supply Air Duct | Sq.ft | 569 | 1.302 | 740.838 | 1.798 | 1023.062 | 17.06 | 3.1 | 1763.9
163 | Exhaust Duct | Lbs | 33 | 3.276 | 108.108 | 4.524 | 149.292 | 2.49 | 7.8 | 257.4
164 | Insualtion for Supply Air Duct | Sq.ft | 24 | 1.302 | 31.248 | 1.798 | 43.152 | 0.72 | 3.1 | 74.4
165 | 7'' dia Duct (for Kitchen Vent Hood) | L.ft | 13 | 9.24 | 120.12 | 12.76 | 165.88 | 2.77 | 22 | 286
166 | Dryer Vent Thru Roof | Nos | 1 | 126 | 126 | 174 | 174 | 2.9 | 300 | 300
Exhaust Fan
167 | Whole house vent fan with Energy Star 3.0 | Nos | 2 | 412.5 | 825 | 337.5 | 675 | 11.25 | 750 | 1500
HVAC Accessories
168 | 10x6 Ceiling Register | Nos | 2 | 111.8 | 223.6 | 103.2 | 206.4 | 3.44 | 215 | 430
169 | 8x6 Ceiling Register | Nos | 1 | 111.8 | 111.8 | 103.2 | 103.2 | 1.72 | 215 | 215
170 | Living Room Supply Bay WIndow | Nos | 4 | 208 | 832 | 192 | 768 | 12.8 | 400 | 1600
171 | HVAC Trunk Line | L.ft | 148 | 17.16 | 2539.68 | 15.84 | 2344.32 | 39.08 | 33 | 4884
Return Air Grill
172 | 14 x 14 Return Air Grill | Nos | 2 | 111.8 | 223.6 | 103.2 | 206.4 | 3.44 | 215 | 430
173 | 20 x 20 Return Air Grill | Nos | 1 | 111.8 | 111.8 | 103.2 | 103.2 | 1.72 | 215 | 215
174 | 12 x 12 Return Air Grill | Nos | 2 | 111.8 | 223.6 | 103.2 | 206.4 | 3.44 | 215 | 430
175 | 8 x 6 Return Air Grill | Nos | 4 | 111.8 | 447.2 | 103.2 | 412.8 | 6.88 | 215 | 860
HVAC System
176 | High Efficiency Furnce | Nos | 1 | 6300 | 6300 | 2700 | 2700 | 45 | 9000 | 9000
177 | Allow for HVAC Miscellaneous Accessories | Sum | 1 | 3500 | 3500 | 1500 | 1500 | 25 | 5000 | 5000
Plumbing
178 | Allow for Cold water Piping | Sum | 1 | 1890 | 1890 | 2310 | 2310 | 38.5 | 4200 | 4200
179 | Allow for hot water Piping | Sum | 1 | 1890 | 1890 | 2310 | 2310 | 38.5 | 4200 | 4200
180 | Allow for Sanitory Sewer Piping | Sum | 1 | 2700 | 2700 | 3300 | 3300 | 55 | 6000 | 6000
181 | Allow for Conncetion to main | Sum | 1 | 2025 | 2025 | 2475 | 2475 | 41.25 | 4500 | 4500
Plumbing Fixture
182 | Double Kitchen Sink | Nos | 1 | 637.5 | 637.5 | 212.5 | 212.5 | 3.55 | 850 | 850
183 | Dish washer | Nos | 1 | 540 | 540 | 180 | 180 | 3 | 720 | 720
184 | Lavatory | Nos | 3 | 562.5 | 1687.5 | 187.5 | 562.5 | 9.38 | 750 | 2250
185 | Water Closet | Nos | 2 | 675 | 1350 | 225 | 450 | 7.5 | 900 | 1800
186 | Bathtub | Nos | 1 | 825 | 825 | 275 | 275 | 4.59 | 1100 | 1100
187 | Shower Encloser with Glass Door | Nos | 1 | 937.5 | 937.5 | 312.5 | 312.5 | 5.21 | 1250 | 1250
188 | Wahser and Dryer | Nos | 1 | 735 | 735 | 245 | 245 | 4.09 | 980 | 980
| Total |  |  | 210447.2792 |  | 235285.8868 |  | 0
| Insurance | 3% |  | 6313.4184 |  | 7058.5766
| Overhead and Profit | 20% |  | 42089.4558 |  | 47057.1774
| Total Amount |  |  | 258850.1534 |  | 289401.6408

## Building N
Project :- Mozart Urban E
Location :- Frederick, MD
Estimate Date :- 18th December 2018
Estimator :- Thileepan Tharmalingam
Full GC Estimate - Building - N
| Description | Unit | Qunatity | Material Rate | Material Amount | Labor Rate | Labor Amount | Labor Hours | Unit Rate | Amount
Building M
Structural
Footing
1 | F001( 4'-9" x 1'-4" x 0'-8") | Nos | 1
| Excavation | Cu.ft | 79 |  |  | 2.2 | 173.8 | 3.16 | 2.2 | 173.8
| Concrete | Cu.ft | 7 | 3.06 | 21.42 | 3.74 | 26.18 | 0.44 | 6.8 | 47.6
| Rebar | Lbs | 13 | 0.58 | 7.54 | 0.87 | 11.31 | 0.19 | 1.45 | 18.85
| Formwork | Sq.ft | 9 | 5.4 | 48.6 | 6.6 | 59.4 | 0.92 | 12 | 108
2 | F003( 19'-1 1/16" x 1'-4" x 0'-8") | Nos | 1
| Excavation | Cu.ft | 224 |  |  | 2.2 | 492.8 | 8.96 | 2.2 | 492.8
| Concrete | Cu.ft | 18 | 3.06 | 55.08 | 3.74 | 67.32 | 1.13 | 6.8 | 122.4
| Rebar | Lbs | 34 | 0.58 | 19.72 | 0.87 | 29.58 | 0.5 | 1.45 | 49.3
| Formwork | Sq.ft | 26 | 5.4 | 140.4 | 6.6 | 171.6 | 2.64 | 12 | 312
3 | F004( 3'-0" x 3'-0" x l'-3") | Nos | 1
| Excavation | Cu.ft | 88 |  |  | 2.2 | 193.6 | 3.52 | 2.2 | 193.6
| Concrete | Cu.ft | 14 | 3.06 | 42.84 | 3.74 | 52.36 | 0.88 | 6.8 | 95.2
| Rebar | Lbs | 26 | 0.58 | 15.08 | 0.87 | 22.62 | 0.38 | 1.45 | 37.7
| Formwork | Sq.ft | 22 | 5.4 | 118.8 | 6.6 | 145.2 | 2.24 | 12 | 264
4 | F005( 3'-0" x 3'-0" x l'-3") | Nos | 1
| Excavation | Cu.ft | 88 |  |  | 2.2 | 193.6 | 3.52 | 2.2 | 193.6
| Concrete | Cu.ft | 14 | 3.06 | 42.84 | 3.74 | 52.36 | 0.88 | 6.8 | 95.2
| Rebar | Lbs | 26 | 0.58 | 15.08 | 0.87 | 22.62 | 0.38 | 1.45 | 37.7
| Formwork | Sq.ft | 22 | 5.4 | 118.8 | 6.6 | 145.2 | 2.24 | 12 | 264
5 | F009( 2'-9" x l'-6" x l'-3") | Nos | 1
| Excavation | Cu.ft | 42 |  |  | 2.2 | 92.4 | 1.68 | 2.2 | 92.4
| Concrete | Cu.ft | 8 | 3.06 | 24.48 | 3.74 | 29.92 | 0.5 | 6.8 | 54.4
| Rebar | Lbs | 15 | 0.58 | 8.7 | 0.87 | 13.05 | 0.22 | 1.45 | 21.75
| Formwork | Sq.ft | 18.5 | 5.4 | 99.9 | 6.6 | 122.1 | 1.88 | 12 | 222
6 | F011( 2'-6" x 2'-6" x 1'-0") | Nos | 1
| Excavation | Cu.ft | 71 |  |  | 2.2 | 156.2 | 2.84 | 2.2 | 156.2
| Concrete | Cu.ft | 9 | 3.06 | 27.54 | 3.74 | 33.66 | 0.57 | 6.8 | 61.2
| Rebar | Lbs | 17 | 0.58 | 9.86 | 0.87 | 14.79 | 0.25 | 1.45 | 24.65
| Formwork | Sq.ft | 20 | 5.4 | 108 | 6.6 | 132 | 2.04 | 12 | 240
7 | 12" Poured Concrete Wall Below Grade W/4' Stem Wall Above grade Over 16"x8" | L.ft | 43
| Excavation | Cu.ft | 502 |  |  | 2.2 | 1104.4 | 20.08 | 2.2 | 1104.4
| Concrete | Cu.ft | 146 | 3.06 | 446.76 | 3.74 | 546.04 | 9.11 | 6.8 | 992.8
| Rebar | Lbs | 271 | 0.58 | 157.18 | 0.87 | 235.77 | 3.93 | 1.45 | 392.95
| Formwork | Sq.ft | 301 | 5.4 | 1625.4 | 6.6 | 1986.6 | 30.57 | 12 | 3612
8 | 12" Poured Concrete Wall Below Grade W/4' Stem Wall Above grade Over 24"x8" Continuous Footing | L.ft | 20
| Excavation | Cu.ft | 280 |  |  | 2.2 | 616 | 11.2 | 2.2 | 616
| Concrete | Cu.ft | 77 | 3.06 | 235.62 | 3.74 | 287.98 | 4.8 | 6.8 | 523.6
| Rebar | Lbs | 143 | 0.58 | 82.94 | 0.87 | 124.41 | 2.08 | 1.45 | 207.35
| Formwork | Sq.ft | 140 | 5.4 | 756 | 6.6 | 924 | 14.22 | 12 | 1680
9 | 12" Poured Concrete Wall Below Grade W/4' Stem Wall Above grade Over 22"x8" Continuous Footing | L.ft | 36
| Excavation | Cu.ft | 483 |  |  | 2.2 | 1062.6 | 19.32 | 2.2 | 1062.6
| Concrete | Cu.ft | 135 | 3.06 | 413.1 | 3.74 | 504.9 | 8.42 | 6.8 | 918
| Rebar | Lbs | 250 | 0.58 | 145 | 0.87 | 217.5 | 3.63 | 1.45 | 362.5
| Formwork | Sq.ft | 252 | 5.4 | 1360.8 | 6.6 | 1663.2 | 25.59 | 12 | 3024
10 | 20"x8" Thickened Slab | L.ft | 12
| Excavation | Cu.ft | 14 |  |  | 2.2 | 30.8 | 0.56 | 2.2 | 30.8
| Concrete | Cu.ft | 14 | 3.06 | 42.84 | 3.74 | 52.36 | 0.88 | 6.8 | 95.2
| Rebar | Lbs | 26 | 0.58 | 15.08 | 0.87 | 22.62 | 0.38 | 1.45 | 37.7
| Formwork | Sq.ft | 17 | 5.4 | 91.8 | 6.6 | 112.2 | 1.73 | 12 | 204
11 | 6" Poured Concrete Wall Over 12" Continuous Concrete Footing | L.ft | 7
| Concrete | Cu.ft | 4 | 3.06 | 12.24 | 3.74 | 14.96 | 0.25 | 6.8 | 27.2
| Rebar | Lbs | 7 | 0.58 | 4.06 | 0.87 | 6.09 | 0.11 | 1.45 | 10.15
| Formwork | Sq.ft | 7 | 5.4 | 37.8 | 6.6 | 46.2 | 0.72 | 12 | 84
12 | 6'-3"x4'-1 1/2" Concrete Stoop | Nos | 1
| Concrete | Cu.ft | 9 | 3.06 | 27.54 | 3.74 | 33.66 | 0.57 | 6.8 | 61.2
| Rebar | Lbs | 17 | 0.58 | 9.86 | 0.87 | 14.79 | 0.25 | 1.45 | 24.65
| Formwork | Sq.ft | 6 | 5.4 | 32.4 | 6.6 | 39.6 | 0.61 | 12 | 72
Slab
13 | 4'' Poured Concrete | Sq.ft | 789
| Concrete | Cu.ft | 260.37 | 3.06 | 796.7322 | 3.74 | 973.7838 | 16.23 | 6.8 | 1770.516
| Rebar (Welded Wire Mesh) | Sq.ft | 789 | 0.6 | 473.4 | 0.9 | 710.1 | 11.84 | 1.5 | 1183.5
1st Floor Framing
14 | IAD- PRI 60 - 14, Length - 10'-1 1/8'' | Nos | 2 | 108.24 | 216.48 | 137.76 | 275.52 | 4.76 | 246 | 492
15 | IBB- PRI 60 - 14, Length - 1'-11 1/8'' | Nos | 1 | 22 | 22 | 28 | 28 | 0.49 | 50 | 50
16 | IAE- PRI 60 - 14, Length - 19'-5 3/4'' | Nos | 11 | 167.2 | 1839.2 | 212.8 | 2340.8 | 40.36 | 380 | 4180
17 | IAF-2- PRI 60 - 14 DBL , A-3599, Length - 19'-5 3/4'' | Nos | 1 | 193.6 | 193.6 | 246.4 | 246.4 | 4.25 | 440 | 440
18 | IAG-2- PRI 60 - 14 DBL , A-3599, Length - 12'-5 7/8'' | Nos | 1 | 129.25 | 129.25 | 164.5 | 164.5 | 2.84 | 293.75 | 293.75
19 | IAH- PRI 60 - 14, Length - 15'-10 7/8'' | Nos | 5 | 140.8 | 704 | 179.2 | 896 | 15.45 | 320 | 1600
20 | IAK- PRI 60 - 14, Length - 3'-5 1/8'' | Nos | 1 | 38.5 | 38.5 | 49 | 49 | 0.85 | 87.5 | 87.5
21 | IAL- PRI 80 - 14, Length - 19'-5 3/4'' | Nos | 1 | 184.8 | 184.8 | 235.2 | 235.2 | 4.06 | 420 | 420
22 | IAQ- PRI 80 - 14, Length - 19'-5 3/4'' | Nos | 1 | 184.8 | 184.8 | 235.2 | 235.2 | 4.06 | 420 | 420
23 | IAS- PRI 60 - 14, Length - 1-10 5/8'' | Nos | 2 | 22 | 44 | 28 | 56 | 0.97 | 50 | 100
24 | IAT- PRI 60 - 14, Length - 5'-0 5/8'' | Nos | 4 | 55 | 220 | 70 | 280 | 4.83 | 125 | 500
25 | IAV- PRI 60 - 14, Length - 12'-4'' | Nos | 1 | 110 | 110 | 140 | 140 | 2.42 | 250 | 250
26 | IAW- PRI 60 - 14, Length - 15'-10 7/8'' | Nos | 1 | 140.8 | 140.8 | 179.2 | 179.2 | 3.09 | 320 | 320
27 | L101- LVL 1.75 - 11-14, Length - 9'-8 15/16'' | Nos | 1 | 83.6 | 83.6 | 106.4 | 106.4 | 1.84 | 190 | 190
28 | L102- LVL 1.75 - 11-14, Length - 4'-6 1/2'' | Nos | 1 | 55.44 | 55.44 | 70.56 | 70.56 | 1.22 | 126 | 126
29 | L103- LVL 1.75 -14, Length - 3'-1'' | Nos | 1 | 27.72 | 27.72 | 35.28 | 35.28 | 0.61 | 63 | 63
30 | L104- LVL 1.75 -14, Length - 5'-0 3/8'' | Nos | 1 | 46.2 | 46.2 | 58.8 | 58.8 | 1.02 | 105 | 105
31 | L105 - 2- LVL 1.75 -14, Length - 5'-0 3/8'' | Nos | 1 | 66 | 66 | 84 | 84 | 1.45 | 150 | 150
32 | L106- LVL 1.75 -03-08, Length - 4'-8 1/2'' | Nos | 1 | 42.9 | 42.9 | 54.6 | 54.6 | 0.95 | 97.5 | 97.5
33 | L107- LVL 1.75 -03-08, Length - 4'-8 1/2'' | Nos | 1 | 42.9 | 42.9 | 54.6 | 54.6 | 0.95 | 97.5 | 97.5
34 | WP II | Nos | 1 | 110 | 110 | 140 | 140 | 2.42 | 250 | 250
35 | 2x4 Squash Blocking | L.ft | 19 | 5.28 | 100.32 | 6.72 | 127.68 | 2.21 | 12 | 228
36 | 1'-4'' x 14 Rim Board | L.ft | 86.5 | 7.04 | 608.96 | 8.96 | 775.04 | 13.37 | 16 | 1384
37 | 3/4'' x 3'-9'' CDX Plywood | Sq.ft | 42 | 1.672 | 70.224 | 2.128 | 89.376 | 1.55 | 3.8 | 159.6
38 | 7/16'' OSB Sheathing | Sq.ft | 398 | 1.496 | 595.408 | 1.904 | 757.792 | 13.07 | 3.4 | 1353.2
2nd Floor Framing
39 | 2AG- PRI 60 - 14, Length - 19'-5 3/4'' | Nos | 7 | 167.2 | 1170.4 | 212.8 | 1489.6 | 25.69 | 380 | 2660
40 | 2AB- PRI 60 - 14, Length - 19'-5 3/4'' | Nos | 9 | 167.2 | 1504.8 | 212.8 | 1915.2 | 33.03 | 380 | 3420
41 | 2AL -2- PRI 60 - 14 DBL , A-3599, Length - 19'-5 3/4'' | Nos | 1 | 193.6 | 193.6 | 246.4 | 246.4 | 4.25 | 440 | 440
42 | 2AC -2- PRI 60 - 14 DBL , A-3599, Length - 11-7 7/8'' | Nos | 1 | 124.08 | 124.08 | 157.92 | 157.92 | 2.73 | 282 | 282
43 | 2AM- PRI 60 - 14, Length - 16-0 5/8'' | Nos | 1 | 140.8 | 140.8 | 179.2 | 179.2 | 3.09 | 320 | 320
44 | 2AD- PRI 80 - 14, Length - 14'-9 7/8'' | Nos | 1 | 130.24 | 130.24 | 165.76 | 165.76 | 2.86 | 296 | 296
45 | 2AN-2- PRI 60 - 14 DBL , A-3599, Length - 16'-0 5/8'' | Nos | 1 | 165.44 | 165.44 | 210.56 | 210.56 | 3.64 | 376 | 376
46 | 2AE- PRI 60 - 14, Length - 16'-0 5/8'' | Nos | 1 | 140.8 | 140.8 | 179.2 | 179.2 | 3.09 | 320 | 320
47 | 2AJ- PRI 60 - 14, Length - 19'-5 3/4'' | Nos | 1 | 167.2 | 167.2 | 212.8 | 212.8 | 3.67 | 380 | 380
48 | 2AR- PRI 60 - 14, Length - 19'-5 3/4'' | Nos | 1 | 167.2 | 167.2 | 212.8 | 212.8 | 3.67 | 380 | 380
49 | 2AA- PRI 60 - 14, Length - 3'-1 5/8'' | Nos | 1 | 38.5 | 38.5 | 49 | 49 | 0.85 | 87.5 | 87.5
50 | 2AP- PRI 60 - 14, Length - 8'-10'' | Nos | 1 | 97.02 | 97.02 | 123.48 | 123.48 | 2.13 | 220.5 | 220.5
51 | L201- LVL 1.75-14, Length - 3'-1'' | Nos | 1 | 27.72 | 27.72 | 35.28 | 35.28 | 0.61 | 63 | 63
52 | L202- LVL 1.75-14, Length - 3'-3 3/8'' | Nos | 1 | 28.6 | 28.6 | 36.4 | 36.4 | 0.63 | 65 | 65
53 | L203- LVL 1.75-14, Length - 6'-6 5/8'' | Nos | 1 | 79.2 | 79.2 | 100.8 | 100.8 | 1.74 | 180 | 180
54 | 2x4 Blocking | L.ft | 11 | 5.28 | 58.08 | 6.72 | 73.92 | 1.28 | 12 | 132
Roof Framing & Covering
55 | AA - 15771 Mono Type Roof Trusses, Length - 16'-2 7/8'' | Nos | 11 | 306.18 | 3367.98 | 374.22 | 4116.42 | 70.98 | 680.4 | 7484.4
56 | AB - 15772 Mono Type Roof Trusses, Length - 19'-2 5/8'' | Nos | 11 | 362.88 | 3991.68 | 443.52 | 4878.72 | 84.12 | 806.4 | 8870.4
57 | L301-3 - LVL 1.75-18, Length - 19'-8'' | Nos | 1 | 159.57 | 159.57 | 195.03 | 195.03 | 3.37 | 354.6 | 354.6
58 | Fieled Build Parapet Walls | L.ft | 74 | 24.75 | 1831.5 | 30.25 | 2238.5 | 38.6 | 55 | 4070
59 | Awning (25 Sq.ft) | Sum | 1 | 225 | 225 | 275 | 275 | 4.44 | 500 | 500
60 | Roof Sheathing | Sq.ft | 735 | 1.89 | 1389.15 | 2.31 | 1697.85 | 27.39 | 4.2 | 3087
61 | Rigid Insulation | Sq.ft | 735 | 0.63 | 463.05 | 0.77 | 565.95 | 9.13 | 1.4 | 1029
62 | Vapor barrier | Sq.ft | 735 | 0.405 | 297.675 | 0.495 | 363.825 | 5.87 | 0.9 | 661.5
63 | Roofing Membrane | Sq.ft | 735 | 2.07 | 1521.45 | 2.53 | 1859.55 | 30 | 4.6 | 3381
Lower Level Jack Schedule
64 | Jack - (2) 2x4 SPF Stud Grade | Nos | 6 | 85.5 | 513 | 104.5 | 627 | 10.82 | 190 | 1140
65 | Jack - (3) 2x4 SPF Stud Grade | Nos | 8 | 85.5 | 684 | 104.5 | 836 | 14.42 | 190 | 1520
66 | Jack - (5) 2x4 SP#1 | Nos | 2 | 85.5 | 171 | 104.5 | 209 | 3.61 | 190 | 380
67 | Jack - (4) 2x4 SPF Stud Grade | Nos | 6 | 85.5 | 513 | 104.5 | 627 | 10.82 | 190 | 1140
68 | Jack - (5) 2x4 SPF Stud Grade | Nos | 4 | 85.5 | 342 | 104.5 | 418 | 7.21 | 190 | 760
First Floor Jack Schedule
69 | Jack - (2) 2X4 SPF Stud Grade | Nos | 9 | 85.5 | 769.5 | 104.5 | 940.5 | 16.22 | 190 | 1710
70 | Jack - (5) 2X4 5P#I | Nos | 1 | 85.5 | 85.5 | 104.5 | 104.5 | 1.81 | 190 | 190
71 | Jack - (5; 2X4 SP#I | Nos | 1 | 85.5 | 85.5 | 104.5 | 104.5 | 1.81 | 190 | 190
72 | Jack - (3) 2X4 SPF Stud Grade | Nos | 4 | 85.5 | 342 | 104.5 | 418 | 7.21 | 190 | 760
73 | Jack - (4) 2X4 SPF Stud Grade | Nos | 1 | 85.5 | 85.5 | 104.5 | 104.5 | 1.81 | 190 | 190
74 | Jack - (4) 2X4 5PF Stud Grade | Nos | 1 | 85.5 | 85.5 | 104.5 | 104.5 | 1.81 | 190 | 190
Second Floor Jack Schedule
75 | JACK - (3) 2X4 SPF STUD GRADE | Nos | 2 | 85.5 | 171 | 104.5 | 209 | 3.61 | 190 | 380
76 | JACK - (5) 2X4 SP#I | Nos | 2 | 85.5 | 171 | 104.5 | 209 | 3.61 | 190 | 380
77 | Allow for Wood stair with Guard Rail with 3 Flyings and 2 intermediet landings from Lower Level to second floor | Sum | 1 | 1785 | 1785 | 2465 | 2465 | 37.93 | 4250 | 4250
78 | (2) 1 3/4 x 9 1/4 LVL HDR | L.ft | 7 | 7.65 | 53.55 | 9.35 | 65.45 | 1.13 | 17 | 119
79 | (2) 2x12 SP#1 HDR | L.ft | 6 | 11.25 | 67.5 | 13.75 | 82.5 | 1.43 | 25 | 150
80 | 7'-1'' HDR | L.ft | 7 | 8.1 | 56.7 | 9.9 | 69.3 | 1.2 | 18 | 126
81 | 4x4 P.T Post | Nos | 5 | 97.2 | 486 | 118.8 | 594 | 10.25 | 216 | 1080
82 | 9''X3''X3/8'' Bent Plate | L.ft | 18 | 13.5 | 243 | 16.5 | 297 | 5.13 | 30 | 540
Architecture
Exterior Finish
83 | Brick Veneer | Sq.ft | 2809 | 11.466 | 32207.994 | 15.834 | 44477.706 | 741.3 | 27.3 | 76685.7
84 | Precast Sill | L.ft | 19 | 23.1 | 438.9 | 31.9 | 606.1 | 10.11 | 55 | 1045
85 | Precast Header | L.ft | 46 | 25.2 | 1159.2 | 34.8 | 1600.8 | 26.68 | 60 | 2760
86 | 5/4 x 8 Ripped Trim | L.ft | 6 | 14.7 | 88.2 | 20.3 | 121.8 | 2.03 | 35 | 210
87 | Guard rail @ Balcony | L.ft | 18 | 39.9 | 718.2 | 55.1 | 991.8 | 16.53 | 95 | 1710
88 | Brick Water Table with Pre-cast Row Lock | L.ft | 74 | 11.76 | 870.24 | 16.24 | 1201.76 | 20.03 | 28 | 2072
89 | Siding Veneer | Sq.ft | 257 | 5.082 | 1306.074 | 7.018 | 1803.626 | 30.07 | 12.1 | 3109.7
90 | 1x4 Trim | L.ft | 16 | 2.268 | 36.288 | 3.132 | 50.112 | 0.84 | 5.4 | 86.4
91 | 1x6 Trim | L.ft | 25 | 2.52 | 63 | 3.48 | 87 | 1.45 | 6 | 150
92 | 1x12 Trim | L.ft | 34 | 3.528 | 119.952 | 4.872 | 165.648 | 2.77 | 8.4 | 285.6
93 | Architectural Cornice | L.ft | 40 | 19.74 | 789.6 | 27.26 | 1090.4 | 18.18 | 47 | 1880
Interior Finish
Floor Finishes
94 | Concrete Finish | Sq.ft | 369 | 0.864 | 318.816 | 0.936 | 345.384 | 5.76 | 1.8 | 664.2
95 | Floor Carpet | Sq.ft | 356 | 1.152 | 410.112 | 1.248 | 444.288 | 7.41 | 2.4 | 854.4
96 | Floor Tile | Sq.ft | 126 | 6 | 756 | 6.5 | 819 | 13.65 | 12.5 | 1575
97 | Hardwood Flooring | Sq.ft | 1088 | 4.896 | 5326.848 | 5.304 | 5770.752 | 96.18 | 10.2 | 11097.6
Wall Finishes
98 | Wall Tile | Sq.ft | 89 | 6 | 534 | 6.5 | 578.5 | 9.65 | 12.5 | 1112.5
99 | Paint - Bathroom | Sq.ft | 951 | 0.72 | 684.72 | 0.78 | 741.78 | 12.37 | 1.5 | 1426.5
100 | Crown Moulding | L.ft | 166 | 15.36 | 2549.76 | 16.64 | 2762.24 | 46.04 | 32 | 5312
Equipment
101 | Kitchen Range | Nos | 1 | 780 | 780 | 420 | 420 | 7 | 1200 | 1200
102 | Refrigirator | Nos | 1 | 1625 | 1625 | 875 | 875 | 13.47 | 2500 | 2500
103 | 29'' x 40'' Mirror | Nos | 1 | 227.5 | 227.5 | 122.5 | 122.5 | 1.89 | 350 | 350
104 | 24'' x 30'' Mirror | Nos | 1 | 195 | 195 | 105 | 105 | 1.62 | 300 | 300
105 | Water Heater | Nos | 1 | 338 | 338 | 182 | 182 | 2.8 | 520 | 520
Ceiling Finishes
106 | 1/2'' Gypsum Board Ceiling | Sq.ft | 1550 | 2.9 | 4495 | 3.5 | 5425 | 168.14 | 6.4 | 9920
107 | Batt Insulation above Ceiling | Sq.ft | 1550 | 0.45 | 697.5 | 0.75 | 1162.5 | 31.53 | 1.2 | 1860
Millwork
108 | Closet Shelves | L.ft | 43 | 46.2 | 1986.6 | 63.8 | 2743.4 | 44.25 | 110 | 4730
109 | 3'-6'' x 8'-11'' Island Counter Top | Nos | 1 | 529.2 | 529.2 | 730.8 | 730.8 | 11.79 | 1260 | 1260
110 | 2'-0'' Counter Top with Base Cabinet | L.ft | 9 | 100.8 | 907.2 | 139.2 | 1252.8 | 20.21 | 240 | 2160
111 | 2'-0'' Vanitytop with Base Cabinet | L.ft | 8 | 88.2 | 705.6 | 121.8 | 974.4 | 15.72 | 210 | 1680
112 | 3'-6'' Upper cabinet | L.ft | 6 | 67.2 | 403.2 | 92.8 | 556.8 | 8.99 | 160 | 960
113 | 3'-0'' Upper cabinet | L.ft | 3 | 60.9 | 182.7 | 84.1 | 252.3 | 4.07 | 145 | 435
114 | 2'-0'' Upper cabinet | L.ft | 3 | 50.4 | 151.2 | 69.6 | 208.8 | 3.37 | 120 | 360
115 | 6'-10'' Pantry Cupboard | L.ft | 4 | 56.7 | 226.8 | 78.3 | 313.2 | 5.06 | 135 | 540
116 | 3'-0'' Base Cabinet | L.ft | 9 | 48.3 | 434.7 | 66.7 | 600.3 | 9.69 | 115 | 1035
Miscellaneous
117 | Fire Rated 2'-0'' x 3'-0'' Access Panel | Nos | 1 | 15.75 | 15.75 | 19.25 | 19.25 | 0.32 | 35 | 35
118 | 22'' x 30'' Attic Access | Nos | 1 | 264 | 264 | 286 | 286 | 4.62 | 550 | 550
Partion Wall
119 | Perimeter Wall (2x4)
| 1/2'' Gypsum Wall board | Sq.ft | 3120 | 0.9 | 2808 | 1.2 | 3744 | 63.46 | 2.1 | 6552
| 2''x4'' Wood Studs @ 16'' O.C | Sq.ft | 2808 | 1.3 | 3650.4 | 1.6 | 4492.8 | 76.15 | 2.9 | 8143.2
| Batt Insulation | Sq.ft | 3120 | 0.45 | 1404 | 0.65 | 2028 | 34.38 | 1.1 | 3432
| 7/16'' OSB Sheathing | Sq.ft | 3120 | 2.2 | 6864 | 2 | 6240 | 105.77 | 4.2 | 13104
| Mudding &Tapping | Sq.ft | 3120 | 0.5 | 1560 | 0.7 | 2184 | 37.02 | 1.2 | 3744
120 | Perimeter Wall (2x6)
| 1/2'' Gypsum Wall board | Sq.ft | 70 | 0.9 | 63 | 1.2 | 84 | 1.43 | 2.1 | 147
| 2''x6'' Wood Studs @ 16'' O.C | L.ft | 63 | 1.95 | 122.85 | 1.6 | 100.8 | 1.71 | 3.55 | 223.65
| Batt Insulation | Sq.ft | 70 | 0.45 | 31.5 | 0.65 | 45.5 | 0.78 | 1.1 | 77
| 7/16'' OSB Sheathing | Sq.ft | 70 | 2.2 | 154 | 2 | 140 | 2.38 | 4.2 | 294
| Mudding &Tapping | Sq.ft | 70 | 0.5 | 35 | 0.7 | 49 | 0.84 | 1.2 | 84
121 | Closet Wall
| 1/2'' Gypsum Wall board | Sq.ft | 510 | 0.9 | 459 | 1.2 | 612 | 10.38 | 2.1 | 1071
| 2''x4'' Wood Studs @ 16'' O.C | L.ft | 459 | 1.3 | 596.7 | 1.6 | 734.4 | 12.45 | 2.9 | 1331.1
| 1/2'' Gypsum Wall board | Sq.ft | 510 | 0.9 | 459 | 1.2 | 612 | 10.38 | 2.1 | 1071
| Mudding &Tapping | Sq.ft | 1020 | 0.5 | 510 | 0.7 | 714 | 12.11 | 1.2 | 1224
122 | Furring Wall
| 7/8'' Hat Channels | L.ft | 306 | 1.1 | 336.6 | 0.7 | 214.2 | 3.64 | 1.8 | 550.8
| 1/2'' Gypsum Wall board | Sq.ft | 340 | 0.9 | 306 | 1.2 | 408 | 6.92 | 2.1 | 714
123 | 2x4 SPF Studs @ 16 O.C
| 1/2'' Gypsum Wall board | Sq.ft | 1110 | 0.9 | 999 | 1.2 | 1332 | 22.58 | 2.1 | 2331
| 2''x4'' Wood Studs @ 16'' O.C | L.ft | 999 | 1.3 | 1298.7 | 1.6 | 1598.4 | 27.1 | 2.9 | 2897.1
| Batt Insulation | Sq.ft | 1110 | 0.45 | 499.5 | 0.65 | 721.5 | 12.23 | 1.1 | 1221
| 1/2'' Gypsum Wall board | Sq.ft | 1110 | 0.9 | 999 | 1.2 | 1332 | 22.58 | 2.1 | 2331
| Mudding &Tapping | Sq.ft | 2220 | 0.5 | 1110 | 0.7 | 1554 | 26.34 | 1.2 | 2664
124 | 2x6 SPF Studs @ 16 O.C | Sq.ft | 80 | 1.4 | 112 | 1.9 | 152 | 2.58 | 3.3 | 264
Doors
125 | Single Door | Nos | 14 | 570 | 7980 | 380 | 5320 | 84.45 | 950 | 13300
126 | Double Door Closet | Nos | 2 | 660 | 1320 | 440 | 880 | 13.97 | 1100 | 2200
127 | 16'-0'' x 7'-0'' Garage Door | Nos | 1 | 3120 | 3120 | 1680 | 1680 | 26.67 | 4800 | 4800
Windows
128 | 6'-0'' x 6'-2'' Sized Glazed Window | Nos | 3 | 1825.26 | 5475.78 | 1321.74 | 3965.22 | 62.94 | 3147 | 9441
129 | 6'-4'' x 5'-0'' Sized Glazed Window | Nos | 2 | 1560.78 | 3121.56 | 1130.22 | 2260.44 | 35.88 | 2691 | 5382
130 | 6'-0'' x 3'-0'' Sized Glazed Window | Nos | 2 | 887.4 | 1774.8 | 642.6 | 1285.2 | 20.4 | 1530 | 3060
131 | 6'-3'' x 5'-0'' Sized Glazed Window | Nos | 1 | 1541.06 | 1541.06 | 1115.94 | 1115.94 | 17.72 | 2657 | 2657
132 | 6'-10'' x 5'-11'' Sized Glazed Window | Nos | 2 | 1990.56 | 3981.12 | 1441.44 | 2882.88 | 45.76 | 3432 | 6864
Electrical
Controllers
133 | Single Pole Switch | Nos | 19 | 65.8 | 1250.2 | 74.2 | 1409.8 | 22.74 | 140 | 2660
134 | Three Way Switch | Nos | 8 | 70.5 | 564 | 79.5 | 636 | 10.26 | 150 | 1200
135 | Smoke Detector | Nos | 6 | 98.7 | 592.2 | 111.3 | 667.8 | 10.78 | 210 | 1260
136 | Four Way Switch | Nos | 1 | 72.85 | 72.85 | 82.15 | 82.15 | 1.33 | 155 | 155
137 | Carbon Monoxide Detector | Nos | 1 | 112.8 | 112.8 | 127.2 | 127.2 | 2.06 | 240 | 240
Lighting
138 | Light Fixture Wall Mounted | Nos | 4 | 101.75 | 407 | 83.25 | 333 | 5.38 | 185 | 740
139 | Light Fixture Ceiling Mounted | Nos | 21 | 104.5 | 2194.5 | 85.5 | 1795.5 | 28.96 | 190 | 3990
140 | Keyless Lampholder | Nos | 3 | 115.5 | 346.5 | 94.5 | 283.5 | 4.58 | 210 | 630
141 | Light Fixture -Pendant | Nos | 2 | 118.25 | 236.5 | 96.75 | 193.5 | 3.13 | 215 | 430
142 | Allow for wirigng and Conduit | Nos | 30 | 60.5 | 1815 | 49.5 | 1485 | 23.96 | 110 | 3300
Power
143 | Duplex Receptacle WP/GF1 | Nos | 3 | 81.6 | 244.8 | 88.4 | 265.2 | 4.28 | 170 | 510
144 | Duplex Receptacle GF1 | Nos | 6 | 79.2 | 475.2 | 85.8 | 514.8 | 8.31 | 165 | 990
145 | Duplex Receptacle | Nos | 33 | 76.8 | 2534.4 | 83.2 | 2745.6 | 44.29 | 160 | 5280
146 | Television Receptacle | Nos | 1 | 79.2 | 79.2 | 85.8 | 85.8 | 1.39 | 165 | 165
147 | Television Receptacle | Nos | 2 | 79.2 | 158.4 | 85.8 | 171.6 | 2.77 | 165 | 330
148 | Telephone Receptacle | Nos | 1 | 79.2 | 79.2 | 85.8 | 85.8 | 1.39 | 165 | 165
149 | Receptacle 220 V | Nos | 2 | 81.6 | 163.2 | 88.4 | 176.8 | 2.86 | 170 | 340
150 | Duplex Receptacle MicroWave | Nos | 1 | 76.8 | 76.8 | 83.2 | 83.2 | 1.35 | 160 | 160
151 | Door Chime | Nos | 1 | 91.2 | 91.2 | 98.8 | 98.8 | 1.6 | 190 | 190
152 | Duplex Receptacle - Bottom Half Switch | Nos | 2 | 76.8 | 153.6 | 83.2 | 166.4 | 2.69 | 160 | 320
153 | Exhaust Fan Motor With Light | Nos | 2 | 225.6 | 451.2 | 244.4 | 488.8 | 7.89 | 470 | 940
154 | Allow for wirigng and Conduit | Nos | 54 | 52.8 | 2851.2 | 57.2 | 3088.8 | 49.82 | 110 | 5940
154 | Allow for main wiring | Sum | 1 | 2250 | 2250 | 2750 | 2750 | 44.36 | 5000 | 5000
155 | Allow for Control Panel Board | Sum | 1 | 3150 | 3150 | 3850 | 3850 | 62.1 | 7000 | 7000
156 | Allow for connection to main | Sum | 1 |  |  | 3500 | 3500 | 56.46 | 3500 | 3500
Mechanical
HVAC Duct
157 | Return Air Duct | Lbs | 542 | 3.276 | 1775.592 | 4.524 | 2452.008 | 40.87 | 7.8 | 4227.6
158 | Insualtion for Return Air Duct | Sq.ft | 374 | 1.302 | 486.948 | 1.798 | 672.452 | 11.21 | 3.1 | 1159.4
159 | Supply Air Duct | Lbs | 796 | 3.276 | 2607.696 | 4.524 | 3601.104 | 60.02 | 7.8 | 6208.8
160 | Insualtion for Supply Air Duct | Sq.ft | 569 | 1.302 | 740.838 | 1.798 | 1023.062 | 17.06 | 3.1 | 1763.9
161 | Exhaust Duct | Lbs | 33 | 3.276 | 108.108 | 4.524 | 149.292 | 2.49 | 7.8 | 257.4
162 | Insualtion for Supply Air Duct | Sq.ft | 24 | 1.302 | 31.248 | 1.798 | 43.152 | 0.72 | 3.1 | 74.4
163 | 7'' dia Duct (for Kitchen Vent Hood) | L.ft | 13 | 9.24 | 120.12 | 12.76 | 165.88 | 2.77 | 22 | 286
164 | Dryer Vent Thru Roof | Nos | 1 | 126 | 126 | 174 | 174 | 2.9 | 300 | 300
Exhaust Fan
165 | Whole house vent fan with Energy Star 3.0 | Nos | 2 | 412.5 | 825 | 337.5 | 675 | 11.25 | 750 | 1500
HVAC Accessories
166 | 10x6 Ceiling Register | Nos | 2 | 111.8 | 223.6 | 103.2 | 206.4 | 3.44 | 215 | 430
167 | 8x6 Ceiling Register | Nos | 1 | 111.8 | 111.8 | 103.2 | 103.2 | 1.72 | 215 | 215
168 | Living Room Supply Bay WIndow | Nos | 4 | 208 | 832 | 192 | 768 | 12.8 | 400 | 1600
169 | HVAC Trunk Line | L.ft | 148 | 17.16 | 2539.68 | 15.84 | 2344.32 | 39.08 | 33 | 4884
Return Air Grill
170 | 14 x 14 Return Air Grill | Nos | 2 | 111.8 | 223.6 | 103.2 | 206.4 | 3.44 | 215 | 430
171 | 20 x 20 Return Air Grill | Nos | 1 | 111.8 | 111.8 | 103.2 | 103.2 | 1.72 | 215 | 215
172 | 12 x 12 Return Air Grill | Nos | 2 | 111.8 | 223.6 | 103.2 | 206.4 | 3.44 | 215 | 430
173 | 8 x 6 Return Air Grill | Nos | 4 | 111.8 | 447.2 | 103.2 | 412.8 | 6.88 | 215 | 860
HVAC System
174 | High Efficiency Furnce | Nos | 1 | 6300 | 6300 | 2700 | 2700 | 45 | 9000 | 9000
175 | Allow for HVAC Miscellaneous Accessories | Sum | 1 | 3500 | 3500 | 1500 | 1500 | 25 | 5000 | 5000
Plumbing
176 | Allow for Cold water Piping | Sum | 1 | 1890 | 1890 | 2310 | 2310 | 38.5 | 4200 | 4200
177 | Allow for hot water Piping | Sum | 1 | 1890 | 1890 | 2310 | 2310 | 38.5 | 4200 | 4200
178 | Allow for Sanitory Sewer Piping | Sum | 1 | 2700 | 2700 | 3300 | 3300 | 55 | 6000 | 6000
179 | Allow for Conncetion to main | Sum | 1 | 2025 | 2025 | 2475 | 2475 | 41.25 | 4500 | 4500
Plumbing Fixture
180 | Double Kitchen Sink | Nos | 1 | 637.5 | 637.5 | 212.5 | 212.5 | 3.55 | 850 | 850
181 | Dish washer | Nos | 1 | 540 | 540 | 180 | 180 | 3 | 720 | 720
182 | Lavatory | Nos | 3 | 562.5 | 1687.5 | 187.5 | 562.5 | 9.38 | 750 | 2250
183 | Water Closet | Nos | 2 | 675 | 1350 | 225 | 450 | 7.5 | 900 | 1800
184 | Bathtub | Nos | 1 | 825 | 825 | 275 | 275 | 4.59 | 1100 | 1100
185 | Shower Encloser with Glass Door | Nos | 1 | 937.5 | 937.5 | 312.5 | 312.5 | 5.21 | 1250 | 1250
186 | Wahser and Dryer | Nos | 1 | 735 | 735 | 245 | 245 | 4.09 | 980 | 980
| Total |  |  | 209897.0232 |  | 234923.3428 |  | 3990.54 | 444820.366
| Insurance | 3% |  | 6296.9107 |  | 7047.7003 |  |  | 13344.611
| Overhead and Profit | 20% |  | 41979.4046 |  | 46984.6686 |  |  | 88964.0732
| Total Amount |  |  | 258173.3385 |  | 288955.7116 |  |  | 547129.0502

## Building P
Project :- Mozart Urban E
Location :- Frederick, MD
Estimate Date :- 18th December 2018
Estimator :- Thileepan Tharmalingam
Full GC Estimate - Building - P
| Description | Unit | Qunatity | Material Rate | Material Amount | Labor Rate | Labor Amount | Labor Hours | Unit Rate | Amount
Building M
Structural
Footing
1 | F001( 4'-9" x 1'-4" x 0'-8") | Nos | 1
| Excavation | Cu.ft | 79 |  |  | 2.2 | 173.8 | 3.16 | 2.2 | 173.8
| Concrete | Cu.ft | 7 | 3.06 | 21.42 | 3.74 | 26.18 | 0.44 | 6.8 | 47.6
| Rebar | Lbs | 13 | 0.58 | 7.54 | 0.87 | 11.31 | 0.19 | 1.45 | 18.85
| Formwork | Sq.ft | 9 | 5.4 | 48.6 | 6.6 | 59.4 | 0.92 | 12 | 108
2 | F003( 19'-1 1/16" x 1'-4" x 0'-8") | Nos | 1
| Excavation | Cu.ft | 224 |  |  | 2.2 | 492.8 | 8.96 | 2.2 | 492.8
| Concrete | Cu.ft | 18 | 3.06 | 55.08 | 3.74 | 67.32 | 1.13 | 6.8 | 122.4
| Rebar | Lbs | 34 | 0.58 | 19.72 | 0.87 | 29.58 | 0.5 | 1.45 | 49.3
| Formwork | Sq.ft | 26 | 5.4 | 140.4 | 6.6 | 171.6 | 2.64 | 12 | 312
3 | F004( 3'-0" x 3'-0" x l'-3") | Nos | 1
| Excavation | Cu.ft | 88 |  |  | 2.2 | 193.6 | 3.52 | 2.2 | 193.6
| Concrete | Cu.ft | 14 | 3.06 | 42.84 | 3.74 | 52.36 | 0.88 | 6.8 | 95.2
| Rebar | Lbs | 26 | 0.58 | 15.08 | 0.87 | 22.62 | 0.38 | 1.45 | 37.7
| Formwork | Sq.ft | 22 | 5.4 | 118.8 | 6.6 | 145.2 | 2.24 | 12 | 264
4 | F005( 3'-0" x 3'-0" x l'-3") | Nos | 1
| Excavation | Cu.ft | 88 |  |  | 2.2 | 193.6 | 3.52 | 2.2 | 193.6
| Concrete | Cu.ft | 14 | 3.06 | 42.84 | 3.74 | 52.36 | 0.88 | 6.8 | 95.2
| Rebar | Lbs | 26 | 0.58 | 15.08 | 0.87 | 22.62 | 0.38 | 1.45 | 37.7
| Formwork | Sq.ft | 22 | 5.4 | 118.8 | 6.6 | 145.2 | 2.24 | 12 | 264
5 | F009( 2'-9" x l'-6" x l'-3") | Nos | 1
| Excavation | Cu.ft | 42 |  |  | 2.2 | 92.4 | 1.68 | 2.2 | 92.4
| Concrete | Cu.ft | 8 | 3.06 | 24.48 | 3.74 | 29.92 | 0.5 | 6.8 | 54.4
| Rebar | Lbs | 15 | 0.58 | 8.7 | 0.87 | 13.05 | 0.22 | 1.45 | 21.75
| Formwork | Sq.ft | 18.5 | 5.4 | 99.9 | 6.6 | 122.1 | 1.88 | 12 | 222
6 | F011( 2'-6" x 2'-6" x 1'-0") | Nos | 1
| Excavation | Cu.ft | 71 |  |  | 2.2 | 156.2 | 2.84 | 2.2 | 156.2
| Concrete | Cu.ft | 9 | 3.06 | 27.54 | 3.74 | 33.66 | 0.57 | 6.8 | 61.2
| Rebar | Lbs | 17 | 0.58 | 9.86 | 0.87 | 14.79 | 0.25 | 1.45 | 24.65
| Formwork | Sq.ft | 20 | 5.4 | 108 | 6.6 | 132 | 2.04 | 12 | 240
7 | 12" Poured Concrete Wall Below Grade W/4' Stem Wall Above grade Over 16"x8" | L.ft | 43
| Excavation | Cu.ft | 502 |  |  | 2.2 | 1104.4 | 20.08 | 2.2 | 1104.4
| Concrete | Cu.ft | 146 | 3.06 | 446.76 | 3.74 | 546.04 | 9.11 | 6.8 | 992.8
| Rebar | Lbs | 271 | 0.58 | 157.18 | 0.87 | 235.77 | 3.93 | 1.45 | 392.95
| Formwork | Sq.ft | 301 | 5.4 | 1625.4 | 6.6 | 1986.6 | 30.57 | 12 | 3612
8 | 12" Poured Concrete Wall Below Grade W/4' Stem Wall Above grade Over 24"x8" Continuous Footing | L.ft | 20
| Excavation | Cu.ft | 280 |  |  | 2.2 | 616 | 11.2 | 2.2 | 616
| Concrete | Cu.ft | 77 | 3.06 | 235.62 | 3.74 | 287.98 | 4.8 | 6.8 | 523.6
| Rebar | Lbs | 143 | 0.58 | 82.94 | 0.87 | 124.41 | 2.08 | 1.45 | 207.35
| Formwork | Sq.ft | 140 | 5.4 | 756 | 6.6 | 924 | 14.22 | 12 | 1680
9 | 12" Poured Concrete Wall Below Grade W/4' Stem Wall Above grade Over 22"x8" Continuous Footing | L.ft | 36
| Excavation | Cu.ft | 483 |  |  | 2.2 | 1062.6 | 19.32 | 2.2 | 1062.6
| Concrete | Cu.ft | 135 | 3.06 | 413.1 | 3.74 | 504.9 | 8.42 | 6.8 | 918
| Rebar | Lbs | 250 | 0.58 | 145 | 0.87 | 217.5 | 3.63 | 1.45 | 362.5
| Formwork | Sq.ft | 252 | 5.4 | 1360.8 | 6.6 | 1663.2 | 25.59 | 12 | 3024
10 | 20"x8" Thickened Slab | L.ft | 12
| Excavation | Cu.ft | 14 |  |  | 2.2 | 30.8 | 0.56 | 2.2 | 30.8
| Concrete | Cu.ft | 14 | 3.06 | 42.84 | 3.74 | 52.36 | 0.88 | 6.8 | 95.2
| Rebar | Lbs | 26 | 0.58 | 15.08 | 0.87 | 22.62 | 0.38 | 1.45 | 37.7
| Formwork | Sq.ft | 17 | 5.4 | 91.8 | 6.6 | 112.2 | 1.73 | 12 | 204
11 | 6" Poured Concrete Wall Over 12" Continuous Concrete Footing | L.ft | 7
| Concrete | Cu.ft | 4 | 3.06 | 12.24 | 3.74 | 14.96 | 0.25 | 6.8 | 27.2
| Rebar | Lbs | 7 | 0.58 | 4.06 | 0.87 | 6.09 | 0.11 | 1.45 | 10.15
| Formwork | Sq.ft | 7 | 5.4 | 37.8 | 6.6 | 46.2 | 0.72 | 12 | 84
12 | 6'-3"x4'-1 1/2" Concrete Stoop | Nos | 1
| Concrete | Cu.ft | 9 | 3.06 | 27.54 | 3.74 | 33.66 | 0.57 | 6.8 | 61.2
| Rebar | Lbs | 17 | 0.58 | 9.86 | 0.87 | 14.79 | 0.25 | 1.45 | 24.65
| Formwork | Sq.ft | 6 | 5.4 | 32.4 | 6.6 | 39.6 | 0.61 | 12 | 72
Slab
13 | 4'' Poured Concrete | Sq.ft | 789
| Concrete | Cu.ft | 260.37 | 3.06 | 796.7322 | 3.74 | 973.7838 | 16.23 | 6.8 | 1770.516
| Rebar (Welded Wire Mesh) | Sq.ft | 789 | 0.6 | 473.4 | 0.9 | 710.1 | 11.84 | 1.5 | 1183.5
1st Floor Framing
14 | IAD- PRI 60 - 14, Length - 10'-1 1/8'' | Nos | 2 | 108.24 | 216.48 | 137.76 | 275.52 | 4.76 | 246 | 492
15 | IBB- PRI 60 - 14, Length - 1'-11 1/8'' | Nos | 1 | 22 | 22 | 28 | 28 | 0.49 | 50 | 50
16 | IAE- PRI 60 - 14, Length - 19'-5 3/4'' | Nos | 11 | 167.2 | 1839.2 | 212.8 | 2340.8 | 40.36 | 380 | 4180
17 | IAF-2- PRI 60 - 14 DBL , A-3599, Length - 19'-5 3/4'' | Nos | 1 | 193.6 | 193.6 | 246.4 | 246.4 | 4.25 | 440 | 440
18 | IAG-2- PRI 60 - 14 DBL , A-3599, Length - 12'-5 7/8'' | Nos | 1 | 129.25 | 129.25 | 164.5 | 164.5 | 2.84 | 293.75 | 293.75
19 | IAH- PRI 60 - 14, Length - 15'-10 7/8'' | Nos | 5 | 140.8 | 704 | 179.2 | 896 | 15.45 | 320 | 1600
20 | IAK- PRI 60 - 14, Length - 3'-5 1/8'' | Nos | 1 | 38.5 | 38.5 | 49 | 49 | 0.85 | 87.5 | 87.5
21 | IAL- PRI 80 - 14, Length - 19'-5 3/4'' | Nos | 1 | 184.8 | 184.8 | 235.2 | 235.2 | 4.06 | 420 | 420
22 | IAQ- PRI 80 - 14, Length - 19'-5 3/4'' | Nos | 1 | 184.8 | 184.8 | 235.2 | 235.2 | 4.06 | 420 | 420
23 | IAS- PRI 60 - 14, Length - 1-10 5/8'' | Nos | 2 | 22 | 44 | 28 | 56 | 0.97 | 50 | 100
24 | IAT- PRI 60 - 14, Length - 5'-0 5/8'' | Nos | 4 | 55 | 220 | 70 | 280 | 4.83 | 125 | 500
25 | IAV- PRI 60 - 14, Length - 12'-4'' | Nos | 1 | 110 | 110 | 140 | 140 | 2.42 | 250 | 250
26 | IAW- PRI 60 - 14, Length - 15'-10 7/8'' | Nos | 1 | 140.8 | 140.8 | 179.2 | 179.2 | 3.09 | 320 | 320
27 | L101- LVL 1.75 - 11-14, Length - 9'-8 15/16'' | Nos | 1 | 83.6 | 83.6 | 106.4 | 106.4 | 1.84 | 190 | 190
28 | L102- LVL 1.75 - 11-14, Length - 4'-6 1/2'' | Nos | 1 | 55.44 | 55.44 | 70.56 | 70.56 | 1.22 | 126 | 126
29 | L103- LVL 1.75 -14, Length - 3'-1'' | Nos | 1 | 27.72 | 27.72 | 35.28 | 35.28 | 0.61 | 63 | 63
30 | L104- LVL 1.75 -14, Length - 5'-0 3/8'' | Nos | 1 | 46.2 | 46.2 | 58.8 | 58.8 | 1.02 | 105 | 105
31 | L105 - 2- LVL 1.75 -14, Length - 5'-0 3/8'' | Nos | 1 | 66 | 66 | 84 | 84 | 1.45 | 150 | 150
32 | L106- LVL 1.75 -03-08, Length - 4'-8 1/2'' | Nos | 1 | 42.9 | 42.9 | 54.6 | 54.6 | 0.95 | 97.5 | 97.5
33 | L107- LVL 1.75 -03-08, Length - 4'-8 1/2'' | Nos | 1 | 42.9 | 42.9 | 54.6 | 54.6 | 0.95 | 97.5 | 97.5
34 | WP II | Nos | 1 | 110 | 110 | 140 | 140 | 2.42 | 250 | 250
35 | 2x4 Squash Blocking | L.ft | 19 | 5.28 | 100.32 | 6.72 | 127.68 | 2.21 | 12 | 228
36 | 1'-4'' x 14 Rim Board | L.ft | 86.5 | 7.04 | 608.96 | 8.96 | 775.04 | 13.37 | 16 | 1384
37 | 3/4'' x 3'-9'' CDX Plywood | Sq.ft | 42 | 1.672 | 70.224 | 2.128 | 89.376 | 1.55 | 3.8 | 159.6
38 | 7/16'' OSB Sheathing | Sq.ft | 398 | 1.496 | 595.408 | 1.904 | 757.792 | 13.07 | 3.4 | 1353.2
2nd Floor Framing
39 | 2AG- PRI 60 - 14, Length - 19'-5 3/4'' | Nos | 7 | 167.2 | 1170.4 | 212.8 | 1489.6 | 25.69 | 380 | 2660
40 | 2AB- PRI 60 - 14, Length - 19'-5 3/4'' | Nos | 9 | 167.2 | 1504.8 | 212.8 | 1915.2 | 33.03 | 380 | 3420
41 | 2AL -2- PRI 60 - 14 DBL , A-3599, Length - 19'-5 3/4'' | Nos | 1 | 193.6 | 193.6 | 246.4 | 246.4 | 4.25 | 440 | 440
42 | 2AC -2- PRI 60 - 14 DBL , A-3599, Length - 11-7 7/8'' | Nos | 1 | 124.08 | 124.08 | 157.92 | 157.92 | 2.73 | 282 | 282
43 | 2AM- PRI 60 - 14, Length - 16-0 5/8'' | Nos | 1 | 140.8 | 140.8 | 179.2 | 179.2 | 3.09 | 320 | 320
44 | 2AD- PRI 80 - 14, Length - 14'-9 7/8'' | Nos | 1 | 130.24 | 130.24 | 165.76 | 165.76 | 2.86 | 296 | 296
45 | 2AN-2- PRI 60 - 14 DBL , A-3599, Length - 16'-0 5/8'' | Nos | 1 | 165.44 | 165.44 | 210.56 | 210.56 | 3.64 | 376 | 376
46 | 2AE- PRI 60 - 14, Length - 16'-0 5/8'' | Nos | 1 | 140.8 | 140.8 | 179.2 | 179.2 | 3.09 | 320 | 320
47 | 2AJ- PRI 60 - 14, Length - 19'-5 3/4'' | Nos | 1 | 167.2 | 167.2 | 212.8 | 212.8 | 3.67 | 380 | 380
48 | 2AR- PRI 60 - 14, Length - 19'-5 3/4'' | Nos | 1 | 167.2 | 167.2 | 212.8 | 212.8 | 3.67 | 380 | 380
49 | 2AA- PRI 60 - 14, Length - 3'-1 5/8'' | Nos | 1 | 38.5 | 38.5 | 49 | 49 | 0.85 | 87.5 | 87.5
50 | 2AP- PRI 60 - 14, Length - 8'-10'' | Nos | 1 | 97.02 | 97.02 | 123.48 | 123.48 | 2.13 | 220.5 | 220.5
51 | L201- LVL 1.75-14, Length - 3'-1'' | Nos | 1 | 27.72 | 27.72 | 35.28 | 35.28 | 0.61 | 63 | 63
52 | L202- LVL 1.75-14, Length - 3'-3 3/8'' | Nos | 1 | 28.6 | 28.6 | 36.4 | 36.4 | 0.63 | 65 | 65
53 | L203- LVL 1.75-14, Length - 6'-6 5/8'' | Nos | 1 | 79.2 | 79.2 | 100.8 | 100.8 | 1.74 | 180 | 180
54 | 2x4 Blocking | L.ft | 11 | 5.28 | 58.08 | 6.72 | 73.92 | 1.28 | 12 | 132
Roof Framing & Covering
55 | AA - 15771 Mono Type Roof Trusses, Length - 16'-2 7/8'' | Nos | 11 | 306.18 | 3367.98 | 374.22 | 4116.42 | 70.98 | 680.4 | 7484.4
56 | AB - 15772 Mono Type Roof Trusses, Length - 19'-2 5/8'' | Nos | 11 | 362.88 | 3991.68 | 443.52 | 4878.72 | 84.12 | 806.4 | 8870.4
57 | L301-3 - LVL 1.75-18, Length - 19'-8'' | Nos | 1 | 159.57 | 159.57 | 195.03 | 195.03 | 3.37 | 354.6 | 354.6
58 | Fieled Build Parapet Walls | L.ft | 74 | 24.75 | 1831.5 | 30.25 | 2238.5 | 38.6 | 55 | 4070
59 | Awning (25 Sq.ft) | Sum | 1 | 225 | 225 | 275 | 275 | 4.44 | 500 | 500
60 | Roof Sheathing | Sq.ft | 735 | 1.89 | 1389.15 | 2.31 | 1697.85 | 27.39 | 4.2 | 3087
61 | Rigid Insulation | Sq.ft | 735 | 0.63 | 463.05 | 0.77 | 565.95 | 9.13 | 1.4 | 1029
62 | Vapor barrier | Sq.ft | 735 | 0.405 | 297.675 | 0.495 | 363.825 | 5.87 | 0.9 | 661.5
63 | Roofing Membrane | Sq.ft | 735 | 2.07 | 1521.45 | 2.53 | 1859.55 | 30 | 4.6 | 3381
Lower Level Jack Schedule
64 | Jack - (2) 2x4 SPF Stud Grade | Nos | 6 | 85.5 | 513 | 104.5 | 627 | 10.82 | 190 | 1140
65 | Jack - (3) 2x4 SPF Stud Grade | Nos | 8 | 85.5 | 684 | 104.5 | 836 | 14.42 | 190 | 1520
66 | Jack - (5) 2x4 SP#1 | Nos | 2 | 85.5 | 171 | 104.5 | 209 | 3.61 | 190 | 380
67 | Jack - (4) 2x4 SPF Stud Grade | Nos | 6 | 85.5 | 513 | 104.5 | 627 | 10.82 | 190 | 1140
68 | Jack - (5) 2x4 SPF Stud Grade | Nos | 4 | 85.5 | 342 | 104.5 | 418 | 7.21 | 190 | 760
First Floor Jack Schedule
69 | Jack - (2) 2X4 SPF Stud Grade | Nos | 9 | 85.5 | 769.5 | 104.5 | 940.5 | 16.22 | 190 | 1710
70 | Jack - (5) 2X4 5P#I | Nos | 1 | 85.5 | 85.5 | 104.5 | 104.5 | 1.81 | 190 | 190
71 | Jack - (5; 2X4 SP#I | Nos | 1 | 85.5 | 85.5 | 104.5 | 104.5 | 1.81 | 190 | 190
72 | Jack - (3) 2X4 SPF Stud Grade | Nos | 4 | 85.5 | 342 | 104.5 | 418 | 7.21 | 190 | 760
73 | Jack - (4) 2X4 SPF Stud Grade | Nos | 1 | 85.5 | 85.5 | 104.5 | 104.5 | 1.81 | 190 | 190
74 | Jack - (4) 2X4 5PF Stud Grade | Nos | 1 | 85.5 | 85.5 | 104.5 | 104.5 | 1.81 | 190 | 190
Second Floor Jack Schedule
75 | JACK - (3) 2X4 SPF STUD GRADE | Nos | 2 | 85.5 | 171 | 104.5 | 209 | 3.61 | 190 | 380
76 | JACK - (5) 2X4 SP#I | Nos | 2 | 85.5 | 171 | 104.5 | 209 | 3.61 | 190 | 380
77 | Allow for Wood stair with Guard Rail with 3 Flyings and 2 intermediet landings from Lower Level to second floor | Sum | 1 | 1785 | 1785 | 2465 | 2465 | 37.93 | 4250 | 4250
78 | (2) 1 3/4 x 9 1/4 LVL HDR | L.ft | 7 | 7.65 | 53.55 | 9.35 | 65.45 | 1.13 | 17 | 119
79 | (2) 2x12 SP#1 HDR | L.ft | 6 | 11.25 | 67.5 | 13.75 | 82.5 | 1.43 | 25 | 150
80 | 7'-1'' HDR | L.ft | 7 | 8.1 | 56.7 | 9.9 | 69.3 | 1.2 | 18 | 126
81 | 4x4 P.T Post | Nos | 5 | 97.2 | 486 | 118.8 | 594 | 10.25 | 216 | 1080
82 | 9''X3''X3/8'' Bent Plate | L.ft | 18 | 13.5 | 243 | 16.5 | 297 | 5.13 | 30 | 540
Architecture
Exterior Finish
83 | Brick Veneer | Sq.ft | 2809 | 11.466 | 32207.994 | 15.834 | 44477.706 | 741.3 | 27.3 | 76685.7
84 | Precast Sill | L.ft | 19 | 23.1 | 438.9 | 31.9 | 606.1 | 10.11 | 55 | 1045
85 | Precast Header | L.ft | 46 | 25.2 | 1159.2 | 34.8 | 1600.8 | 26.68 | 60 | 2760
86 | 5/4 x 8 Ripped Trim | L.ft | 6 | 14.7 | 88.2 | 20.3 | 121.8 | 2.03 | 35 | 210
87 | Guard rail @ Balcony | L.ft | 18 | 39.9 | 718.2 | 55.1 | 991.8 | 16.53 | 95 | 1710
88 | Brick Water Table with Pre-cast Row Lock | L.ft | 74 | 11.76 | 870.24 | 16.24 | 1201.76 | 20.03 | 28 | 2072
89 | Siding Veneer | Sq.ft | 257 | 5.082 | 1306.074 | 7.018 | 1803.626 | 30.07 | 12.1 | 3109.7
90 | 1x4 Trim | L.ft | 9 | 2.268 | 20.412 | 3.132 | 28.188 | 0.47 | 5.4 | 48.6
91 | 1x6 Trim | L.ft | 34 | 2.52 | 85.68 | 3.48 | 118.32 | 1.98 | 6 | 204
92 | 1x12 Trim | L.ft | 58 | 3.528 | 204.624 | 4.872 | 282.576 | 4.71 | 8.4 | 487.2
93 | Architectural Cornice | L.ft | 44 | 19.74 | 868.56 | 27.26 | 1199.44 | 20 | 47 | 2068
Interior Finish
Floor Finishes
94 | Concrete Finish | Sq.ft | 369 | 0.864 | 318.816 | 0.936 | 345.384 | 5.76 | 1.8 | 664.2
95 | Floor Carpet | Sq.ft | 356 | 1.152 | 410.112 | 1.248 | 444.288 | 7.41 | 2.4 | 854.4
96 | Floor Tile | Sq.ft | 126 | 6 | 756 | 6.5 | 819 | 13.65 | 12.5 | 1575
97 | Hardwood Flooring | Sq.ft | 1090 | 4.896 | 5336.64 | 5.304 | 5781.36 | 96.36 | 10.2 | 11118
Wall Finishes
98 | Wall Tile | Sq.ft | 89 | 6 | 534 | 6.5 | 578.5 | 9.65 | 12.5 | 1112.5
99 | Paint - Bathroom | Sq.ft | 972 | 0.72 | 699.84 | 0.78 | 758.16 | 12.64 | 1.5 | 1458
100 | Crown Moulding | L.ft | 166 | 15.36 | 2549.76 | 16.64 | 2762.24 | 46.04 | 32 | 5312
Equipment
101 | Kitchen Range | Nos | 1 | 780 | 780 | 420 | 420 | 7 | 1200 | 1200
102 | Refrigirator | Nos | 1 | 1625 | 1625 | 875 | 875 | 13.47 | 2500 | 2500
103 | 29'' x 40'' Mirror | Nos | 1 | 227.5 | 227.5 | 122.5 | 122.5 | 1.89 | 350 | 350
104 | 24'' x 30'' Mirror | Nos | 1 | 195 | 195 | 105 | 105 | 1.62 | 300 | 300
105 | Water Heater | Nos | 1 | 338 | 338 | 182 | 182 | 2.8 | 520 | 520
Ceiling Finishes
106 | 1/2'' Gypsum Board Ceiling | Sq.ft | 1550 | 2.9 | 4495 | 3.5 | 5425 | 168.14 | 6.4 | 9920
107 | Batt Insulation above Ceiling | Sq.ft | 1550 | 0.45 | 697.5 | 0.75 | 1162.5 | 31.53 | 1.2 | 1860
Millwork
108 | Closet Shelves | L.ft | 43 | 46.2 | 1986.6 | 63.8 | 2743.4 | 44.25 | 110 | 4730
109 | 3'-6'' x 8'-11'' Island Counter Top | Nos | 1 | 529.2 | 529.2 | 730.8 | 730.8 | 11.79 | 1260 | 1260
110 | 2'-0'' Counter Top with Base Cabinet | L.ft | 9 | 100.8 | 907.2 | 139.2 | 1252.8 | 20.21 | 240 | 2160
111 | 2'-0'' Vanitytop with Base Cabinet | L.ft | 8 | 88.2 | 705.6 | 121.8 | 974.4 | 15.72 | 210 | 1680
112 | 3'-6'' Upper cabinet | L.ft | 6 | 67.2 | 403.2 | 92.8 | 556.8 | 8.99 | 160 | 960
113 | 3'-0'' Upper cabinet | L.ft | 3 | 60.9 | 182.7 | 84.1 | 252.3 | 4.07 | 145 | 435
114 | 2'-0'' Upper cabinet | L.ft | 3 | 50.4 | 151.2 | 69.6 | 208.8 | 3.37 | 120 | 360
115 | 6'-10'' Pantry Cupboard | L.ft | 4 | 56.7 | 226.8 | 78.3 | 313.2 | 5.06 | 135 | 540
116 | 3'-0'' Base Cabinet | L.ft | 9 | 48.3 | 434.7 | 66.7 | 600.3 | 9.69 | 115 | 1035
Miscellaneous
117 | Fire Rated 2'-0'' x 3'-0'' Access Panel | Nos | 1 | 15.75 | 15.75 | 19.25 | 19.25 | 0.32 | 35 | 35
118 | 22'' x 30'' Attic Access | Nos | 1 | 264 | 264 | 286 | 286 | 4.62 | 550 | 550
Partion Wall
119 | Perimeter Wall (2x4)
| 1/2'' Gypsum Wall board | Sq.ft | 3120 | 0.9 | 2808 | 1.2 | 3744 | 63.46 | 2.1 | 6552
| 2''x4'' Wood Studs @ 16'' O.C | Sq.ft | 2808 | 1.3 | 3650.4 | 1.6 | 4492.8 | 76.15 | 2.9 | 8143.2
| Batt Insulation | Sq.ft | 3120 | 0.45 | 1404 | 0.65 | 2028 | 34.38 | 1.1 | 3432
| 7/16'' OSB Sheathing | Sq.ft | 3120 | 2.2 | 6864 | 2 | 6240 | 105.77 | 4.2 | 13104
| Mudding &Tapping | Sq.ft | 3120 | 0.5 | 1560 | 0.7 | 2184 | 37.02 | 1.2 | 3744
120 | Perimeter Wall (2x6)
| 1/2'' Gypsum Wall board | Sq.ft | 70 | 0.9 | 63 | 1.2 | 84 | 1.43 | 2.1 | 147
| 2''x6'' Wood Studs @ 16'' O.C | L.ft | 63 | 1.95 | 122.85 | 1.6 | 100.8 | 1.71 | 3.55 | 223.65
| Batt Insulation | Sq.ft | 70 | 0.45 | 31.5 | 0.65 | 45.5 | 0.78 | 1.1 | 77
| 7/16'' OSB Sheathing | Sq.ft | 70 | 2.2 | 154 | 2 | 140 | 2.38 | 4.2 | 294
| Mudding &Tapping | Sq.ft | 70 | 0.5 | 35 | 0.7 | 49 | 0.84 | 1.2 | 84
121 | Closet Wall
| 1/2'' Gypsum Wall board | Sq.ft | 510 | 0.9 | 459 | 1.2 | 612 | 10.38 | 2.1 | 1071
| 2''x4'' Wood Studs @ 16'' O.C | L.ft | 459 | 1.3 | 596.7 | 1.6 | 734.4 | 12.45 | 2.9 | 1331.1
| 1/2'' Gypsum Wall board | Sq.ft | 510 | 0.9 | 459 | 1.2 | 612 | 10.38 | 2.1 | 1071
| Mudding &Tapping | Sq.ft | 1020 | 0.5 | 510 | 0.7 | 714 | 12.11 | 1.2 | 1224
122 | Furring Wall
| 7/8'' Hat Channels | L.ft | 306 | 1.1 | 336.6 | 0.7 | 214.2 | 3.64 | 1.8 | 550.8
| 1/2'' Gypsum Wall board | Sq.ft | 340 | 0.9 | 306 | 1.2 | 408 | 6.92 | 2.1 | 714
123 | 2x4 SPF Studs @ 16 O.C
| 1/2'' Gypsum Wall board | Sq.ft | 1110 | 0.9 | 999 | 1.2 | 1332 | 22.58 | 2.1 | 2331
| 2''x4'' Wood Studs @ 16'' O.C | L.ft | 999 | 1.3 | 1298.7 | 1.6 | 1598.4 | 27.1 | 2.9 | 2897.1
| Batt Insulation | Sq.ft | 1110 | 0.45 | 499.5 | 0.65 | 721.5 | 12.23 | 1.1 | 1221
| 1/2'' Gypsum Wall board | Sq.ft | 1110 | 0.9 | 999 | 1.2 | 1332 | 22.58 | 2.1 | 2331
| Mudding &Tapping | Sq.ft | 2220 | 0.5 | 1110 | 0.7 | 1554 | 26.34 | 1.2 | 2664
124 | 2x6 SPF Studs @ 16 O.C | Sq.ft | 80 | 1.4 | 112 | 1.9 | 152 | 2.58 | 3.3 | 264
Doors
125 | Single Door | Nos | 14 | 570 | 7980 | 380 | 5320 | 84.45 | 950 | 13300
126 | Double Door Closet | Nos | 2 | 660 | 1320 | 440 | 880 | 13.97 | 1100 | 2200
127 | 16'-0'' x 7'-0'' Garage Door | Nos | 1 | 3120 | 3120 | 1680 | 1680 | 26.67 | 4800 | 4800
Windows
128 | 6'-0'' x 6'-2'' Sized Glazed Window | Nos | 2 | 1825.26 | 3650.52 | 1321.74 | 2643.48 | 41.96 | 3147 | 6294
129 | 6'-0'' x 3'-0'' Sized Glazed Window | Nos | 2 | 887.4 | 1774.8 | 642.6 | 1285.2 | 20.4 | 1530 | 3060
130 | 6'-3'' x 5'-0'' Sized Glazed Window | Nos | 2 | 1541.06 | 3082.12 | 1115.94 | 2231.88 | 35.43 | 2657 | 5314
131 | 6'-10'' x 5'-11'' Sized Glazed Window | Nos | 1 | 1990.56 | 1990.56 | 1441.44 | 1441.44 | 22.88 | 3432 | 3432
132 | 3'-0'' x 5'-0'' Sized Glazed Window | Nos | 2 | 739.5 | 1479 | 535.5 | 1071 | 17 | 1275 | 2550
133 | 5'-0'' x 2'-6'' Sized Glazed Window | Nos | 2 | 616.54 | 1233.08 | 446.46 | 892.92 | 14.18 | 1063 | 2126
134 | 6'-0'' x 2'-6'' Sized Glazed Window | Nos | 1 | 739.5 | 739.5 | 535.5 | 535.5 | 8.5 | 1275 | 1275
135 | 4'-0'' x 2'-6'' Sized Glazed Window | Nos | 1 | 493 | 493 | 357 | 357 | 5.67 | 850 | 850
Electrical
Controllers
136 | Single Pole Switch | Nos | 19 | 65.8 | 1250.2 | 74.2 | 1409.8 | 22.74 | 140 | 2660
137 | Three Way Switch | Nos | 8 | 70.5 | 564 | 79.5 | 636 | 10.26 | 150 | 1200
138 | Smoke Detector | Nos | 6 | 98.7 | 592.2 | 111.3 | 667.8 | 10.78 | 210 | 1260
139 | Four Way Switch | Nos | 1 | 72.85 | 72.85 | 82.15 | 82.15 | 1.33 | 155 | 155
140 | Carbon Monoxide Detector | Nos | 1 | 112.8 | 112.8 | 127.2 | 127.2 | 2.06 | 240 | 240
Lighting
141 | Light Fixture Wall Mounted | Nos | 4 | 101.75 | 407 | 83.25 | 333 | 5.38 | 185 | 740
142 | Light Fixture Ceiling Mounted | Nos | 21 | 104.5 | 2194.5 | 85.5 | 1795.5 | 28.96 | 190 | 3990
143 | Keyless Lampholder | Nos | 3 | 115.5 | 346.5 | 94.5 | 283.5 | 4.58 | 210 | 630
144 | Light Fixture -Pendant | Nos | 2 | 118.25 | 236.5 | 96.75 | 193.5 | 3.13 | 215 | 430
145 | Allow for wirigng and Conduit | Nos | 30 | 60.5 | 1815 | 49.5 | 1485 | 23.96 | 110 | 3300
Power
146 | Duplex Receptacle WP/GF1 | Nos | 3 | 81.6 | 244.8 | 88.4 | 265.2 | 4.28 | 170 | 510
147 | Duplex Receptacle GF1 | Nos | 6 | 79.2 | 475.2 | 85.8 | 514.8 | 8.31 | 165 | 990
148 | Duplex Receptacle | Nos | 33 | 76.8 | 2534.4 | 83.2 | 2745.6 | 44.29 | 160 | 5280
149 | Television Receptacle | Nos | 1 | 79.2 | 79.2 | 85.8 | 85.8 | 1.39 | 165 | 165
150 | Television Receptacle | Nos | 2 | 79.2 | 158.4 | 85.8 | 171.6 | 2.77 | 165 | 330
151 | Telephone Receptacle | Nos | 1 | 79.2 | 79.2 | 85.8 | 85.8 | 1.39 | 165 | 165
152 | Receptacle 220 V | Nos | 2 | 81.6 | 163.2 | 88.4 | 176.8 | 2.86 | 170 | 340
153 | Duplex Receptacle MicroWave | Nos | 1 | 76.8 | 76.8 | 83.2 | 83.2 | 1.35 | 160 | 160
154 | Door Chime | Nos | 1 | 91.2 | 91.2 | 98.8 | 98.8 | 1.6 | 190 | 190
155 | Duplex Receptacle - Bottom Half Switch | Nos | 2 | 76.8 | 153.6 | 83.2 | 166.4 | 2.69 | 160 | 320
156 | Exhaust Fan Motor With Light | Nos | 2 | 225.6 | 451.2 | 244.4 | 488.8 | 7.89 | 470 | 940
157 | Allow for wirigng and Conduit | Nos | 54 | 52.8 | 2851.2 | 57.2 | 3088.8 | 49.82 | 110 | 5940
157 | Allow for main wiring | Sum | 1 | 2250 | 2250 | 2750 | 2750 | 44.36 | 5000 | 5000
158 | Allow for Control Panel Board | Sum | 1 | 3150 | 3150 | 3850 | 3850 | 62.1 | 7000 | 7000
159 | Allow for connection to main | Sum | 1 |  |  | 3500 | 3500 | 56.46 | 3500 | 3500
Mechanical
HVAC Duct
160 | Return Air Duct | Lbs | 542 | 3.276 | 1775.592 | 4.524 | 2452.008 | 40.87 | 7.8 | 4227.6
161 | Insualtion for Return Air Duct | Sq.ft | 374 | 1.302 | 486.948 | 1.798 | 672.452 | 11.21 | 3.1 | 1159.4
162 | Supply Air Duct | Lbs | 796 | 3.276 | 2607.696 | 4.524 | 3601.104 | 60.02 | 7.8 | 6208.8
163 | Insualtion for Supply Air Duct | Sq.ft | 569 | 1.302 | 740.838 | 1.798 | 1023.062 | 17.06 | 3.1 | 1763.9
164 | Exhaust Duct | Lbs | 33 | 3.276 | 108.108 | 4.524 | 149.292 | 2.49 | 7.8 | 257.4
165 | Insualtion for Supply Air Duct | Sq.ft | 24 | 1.302 | 31.248 | 1.798 | 43.152 | 0.72 | 3.1 | 74.4
166 | 7'' dia Duct (for Kitchen Vent Hood) | L.ft | 13 | 9.24 | 120.12 | 12.76 | 165.88 | 2.77 | 22 | 286
167 | Dryer Vent Thru Roof | Nos | 1 | 126 | 126 | 174 | 174 | 2.9 | 300 | 300
Exhaust Fan
168 | Whole house vent fan with Energy Star 3.0 | Nos | 2 | 412.5 | 825 | 337.5 | 675 | 11.25 | 750 | 1500
HVAC Accessories
169 | 10x6 Ceiling Register | Nos | 2 | 111.8 | 223.6 | 103.2 | 206.4 | 3.44 | 215 | 430
170 | 8x6 Ceiling Register | Nos | 1 | 111.8 | 111.8 | 103.2 | 103.2 | 1.72 | 215 | 215
171 | Living Room Supply Bay WIndow | Nos | 4 | 208 | 832 | 192 | 768 | 12.8 | 400 | 1600
172 | HVAC Trunk Line | L.ft | 148 | 17.16 | 2539.68 | 15.84 | 2344.32 | 39.08 | 33 | 4884
Return Air Grill
173 | 14 x 14 Return Air Grill | Nos | 2 | 111.8 | 223.6 | 103.2 | 206.4 | 3.44 | 215 | 430
174 | 20 x 20 Return Air Grill | Nos | 1 | 111.8 | 111.8 | 103.2 | 103.2 | 1.72 | 215 | 215
175 | 12 x 12 Return Air Grill | Nos | 2 | 111.8 | 223.6 | 103.2 | 206.4 | 3.44 | 215 | 430
176 | 8 x 6 Return Air Grill | Nos | 4 | 111.8 | 447.2 | 103.2 | 412.8 | 6.88 | 215 | 860
HVAC System
177 | High Efficiency Furnce | Nos | 1 | 6300 | 6300 | 2700 | 2700 | 45 | 9000 | 9000
178 | Allow for HVAC Miscellaneous Accessories | Sum | 1 | 3500 | 3500 | 1500 | 1500 | 25 | 5000 | 5000
Plumbing
179 | Allow for Cold water Piping | Sum | 1 | 1890 | 1890 | 2310 | 2310 | 38.5 | 4200 | 4200
180 | Allow for hot water Piping | Sum | 1 | 1890 | 1890 | 2310 | 2310 | 38.5 | 4200 | 4200
181 | Allow for Sanitory Sewer Piping | Sum | 1 | 2700 | 2700 | 3300 | 3300 | 55 | 6000 | 6000
182 | Allow for Conncetion to main | Sum | 1 | 2025 | 2025 | 2475 | 2475 | 41.25 | 4500 | 4500
Plumbing Fixture
183 | Double Kitchen Sink | Nos | 1 | 637.5 | 637.5 | 212.5 | 212.5 | 3.55 | 850 | 850
184 | Dish washer | Nos | 1 | 540 | 540 | 180 | 180 | 3 | 720 | 720
185 | Lavatory | Nos | 3 | 562.5 | 1687.5 | 187.5 | 562.5 | 9.38 | 750 | 2250
186 | Water Closet | Nos | 2 | 675 | 1350 | 225 | 450 | 7.5 | 900 | 1800
187 | Bathtub | Nos | 1 | 825 | 825 | 275 | 275 | 4.59 | 1100 | 1100
188 | Shower Encloser with Glass Door | Nos | 1 | 937.5 | 937.5 | 312.5 | 312.5 | 5.21 | 1250 | 1250
189 | Wahser and Dryer | Nos | 1 | 735 | 735 | 245 | 245 | 4.09 | 980 | 980
| Total |  |  | 208640.6312 |  | 234134.4348 |  | 3975.07 | 442775.066
| Insurance | 3% |  | 6259.2189 |  | 7024.033 |  |  | 13283.252
| Overhead and Profit | 20% |  | 41728.1262 |  | 46826.887 |  |  | 88555.0132
| Total Amount |  |  | 256627.9764 |  | 287985.3548 |  |  | 544613.3312

## Report original (hidden)
Project :- All American Assisted Living at Coram
Location :- Coram, Town of Brookhaven, NY
Estimate Date :- 16th December 2018
Estimator :- Thileepan Tharmalingam
Drywall, Framing and Millwork Estimate
| Description | Unit | Qunatity | Material Rate | Material Amount | Labor Rate | Labor Amount | Unit Rate | Amount
Rated Partitions
1 | WRA4, Load Bearing/R: 1 HOUR
| 5/8'' Type 'C' Gypsum Wallbored | Sq.ft | 1286 | 1.3 | 1671.8 | 1.2 | 1543.2 | 2.5 | 3215 | Sq.ft | OK
| 1/2'' Resilient Channel | L.ft | 1158 | 0.42 | 486.36 | 0.58 | 671.64 | 1 | 1158 | L.ft | OK
| 2x4 Wood Studs @ 16'' O.C | L.ft | 1158 | 1.3 | 1505.4 | 1.6 | 1852.8 | 2.9 | 3358.2 | L.ft | OK
| 3'' Glass Fiber Batt Insulation | Sq.ft | 375 | 0.4 | 150 | 0.8 | 300 | 1.2 | 450 | Sq.ft | OK
| Fire stop | L.ft | 33 | 0.3 | 9.9 | 0.6 | 19.8 | 0.9 | 29.7 | L.ft | OK
| 5/8'' Type 'C' Gypsum Wallbored | Sq.ft | 1286 | 1.3 | 1671.8 | 1.2 | 1543.2 | 2.5 | 3215 | Sq.ft | OK
| Mudding & Tapping | Sq.ft | 2572 | 0.4 | 1028.8 | 0.8 | 2057.6 | 1.2 | 3086.4 | Sq.ft | OK
2 | WRA6, Load Bearing/R: 1 HOUR
| 5/8'' Type 'C' Gypsum Wallbored | Sq.ft | 13006 | 1.3 | 16907.8 | 1.2 | 15607.2 | 2.5 | 32515 | Sq.ft | OK
| 1/2'' Resilient Channel | L.ft | 11706 | 0.42 | 4916.52 | 0.58 | 6789.48 | 1 | 11706 | L.ft | OK
| 2x6 Wood Studs @ 16'' O.C | L.ft | 11706 | 1.95 | 22826.7 | 1.6 | 18729.6 | 3.55 | 41556.3 | L.ft | OK
| 3'' Glass Fiber Batt Insulation | Sq.ft | 11989 | 0.4 | 4795.6 | 0.8 | 9591.2 | 1.2 | 14386.8 | Sq.ft | OK
| Fire stop | L.ft | 1411 | 0.3 | 423.3 | 0.6 | 846.6 | 0.9 | 1269.9 | L.ft | OK
| 5/8'' Type 'C' Gypsum Wallbored | Sq.ft | 13006 | 1.3 | 16907.8 | 1.2 | 15607.2 | 2.5 | 32515 | Sq.ft | OK
| Mudding & Tapping | Sq.ft | 26012 | 0.4 | 10404.8 | 0.8 | 20809.6 | 1.2 | 31214.4 | Sq.ft | OK
3 | WRA10, Load Bearing/R: 1 HOUR
| 5/8'' Type 'C' Gypsum Wallbored | Sq.ft | 144 | 1.3 | 187.2 | 1.2 | 172.8 | 2.5 | 360 | Sq.ft | OK
| 1/2'' Resilient Channel | L.ft | 130 | 0.42 | 54.6 | 0.58 | 75.4 | 1 | 130 | L.ft | OK
| 2x10 Wood Studs @ 16'' O.C | L.ft | 130 | 3.5 | 455 | 1.5 | 195 | 5 | 650 | L.ft | OK
| 5/8'' Type 'C' Gypsum Wallbored | Sq.ft | 144 | 1.3 | 187.2 | 1.2 | 172.8 | 2.5 | 360 | Sq.ft | OK
| Mudding & Tapping | Sq.ft | 288 | 0.4 | 115.2 | 0.8 | 230.4 | 1.2 | 345.6 | Sq.ft | OK
4 | WRB4, Load Bearing/R: 1 HOUR
| 5/8'' Type 'X' Or 'C' Gysum Wallbored | Sq.ft | 1809 | 1.3 | 2351.7 | 1.2 | 2170.8 | 2.5 | 4522.5 | Sq.ft | OK
| 1/2'' Resilient Cannel | L.ft | 1629 | 0.42 | 684.18 | 0.58 | 944.82 | 1 | 1629 | L.ft | OK
| 2x4 Wood Studs @ 16'' O.C | L.ft | 1629 | 1.3 | 2117.7 | 1.6 | 2606.4 | 2.9 | 4724.1 | L.ft | OK
| 3'' Glass Fiber Batt Insulation | Sq.ft | 1413 | 0.4 | 565.2 | 0.8 | 1130.4 | 1.2 | 1695.6 | Sq.ft | OK
| Fire stop | L.ft | 161 | 0.3 | 48.3 | 0.6 | 96.6 | 0.9 | 144.9 | L.ft | OK
| 5/8'' Type 'X' Or 'C' Gysum Wallbored | Sq.ft | 1809 | 1.3 | 2351.7 | 1.2 | 2170.8 | 2.5 | 4522.5 | Sq.ft | OK
| Mudding & Tapping | Sq.ft | 3618 | 0.4 | 1447.2 | 0.8 | 2894.4 | 1.2 | 4341.6 | Sq.ft | OK
5 | WRB6, Load Bearing/R: 1 HOUR
| 5/8'' Type 'X' Or 'C' Gysum Wallbored | Sq.ft | 3708 | 1.3 | 4820.4 | 1.2 | 4449.6 | 2.5 | 9270 | Sq.ft | OK
| 1/2'' Resilient Cannel | L.ft | 3338 | 0.42 | 1401.96 | 0.58 | 1936.04 | 1 | 3338 | L.ft | OK
| 2x4 Wood Studs @ 16'' O.C | L.ft | 3338 | 1.3 | 4339.4 | 1.6 | 5340.8 | 2.9 | 9680.2 | L.ft | OK
| 3'' Glass Fiber Batt Insulation | Sq.ft | 3177 | 0.4 | 1270.8 | 0.8 | 2541.6 | 1.2 | 3812.4 | Sq.ft | OK
| Fire stop | L.ft | 367 | 0.3 | 110.1 | 0.6 | 220.2 | 0.9 | 330.3 | L.ft | OK
| 5/8'' Type 'X' Or 'C' Gysum Wallbored | Sq.ft | 3708 | 1.3 | 4820.4 | 1.2 | 4449.6 | 2.5 | 9270 | Sq.ft | OK
| Mudding & Tapping | Sq.ft | 7416 | 0.4 | 2966.4 | 0.8 | 5932.8 | 1.2 | 8899.2 | Sq.ft | OK
6 | WRC6, Load Bearing/R: 1 HOUR
| 5/8'' Type 'X' Or 'C' Gysum Wallbored | Sq.ft | 1098 | 1.3 | 1427.4 | 1.2 | 1317.6 | 2.5 | 2745 | Sq.ft | OK
| 1/2" Plywood Sheathing | Sq.ft | 1098 | 2 | 2196 | 2.2 | 2415.6 | 4.2 | 4611.6 | Sq.ft | OK
| 2x6 Wood Studs @ 16'' O.C | L.ft | 989 | 1.95 | 1928.55 | 1.6 | 1582.4 | 3.55 | 3510.95 | L.ft | OK
| 3'' Glass Fiber Batt Insulation | Sq.ft | 1098 | 0.4 | 439.2 | 0.8 | 878.4 | 1.2 | 1317.6 | Sq.ft | OK
| Fire stop | L.ft | 130 | 0.3 | 39 | 0.6 | 78 | 0.9 | 117 | L.ft | OK
| 5/8'' Type 'X' Or 'C' Gysum Wallbored | Sq.ft | 1098 | 1.3 | 1427.4 | 1.2 | 1317.6 | 2.5 | 2745 | Sq.ft | OK
| Mudding & Tapping | Sq.ft | 2196 | 0.4 | 878.4 | 0.8 | 1756.8 | 1.2 | 2635.2 | Sq.ft | OK
7 | WRD4, Load Bearing/R: 2 HOUR
| 2 Layers 5/8'' Type 'C' Gyspsum Wallbored | Sq.ft | 592 | 2.5 | 1480 | 2.3 | 1361.6 | 4.8 | 2841.6 | Sq.ft | OK
| 2x4 Wood Studs @ 16'' O.C | L.ft | 533 | 1.3 | 692.9 | 1.6 | 852.8 | 2.9 | 1545.7 | L.ft | OK
| 3'' Glass Fiber Batt Insulation | Sq.ft | 298 | 0.4 | 119.2 | 0.8 | 238.4 | 1.2 | 357.6 | Sq.ft | OK
| Fire stop | L.ft | 46 | 0.3 | 13.8 | 0.6 | 27.6 | 0.9 | 41.4 | L.ft | OK
| 2 Layers 5/8'' Type 'C' Gyspsum Wallbored | Sq.ft | 592 | 2.5 | 1480 | 2.3 | 1361.6 | 4.8 | 2841.6 | Sq.ft | OK
| Mudding & Tapping | Sq.ft | 1184 | 0.4 | 473.6 | 0.8 | 947.2 | 1.2 | 1420.8 | Sq.ft | OK
8 | WRD6, Load Bearing/R: 2 HOUR
| 2 Layers 5/8'' Type 'C' Gyspsum Wallbored | Sq.ft | 621 | 2.5 | 1552.5 | 2.3 | 1428.3 | 4.8 | 2980.8 | Sq.ft | OK
| 2x6 Wood Studs @ 16'' O.C | L.ft | 559 | 1.95 | 1090.05 | 1.6 | 894.4 | 3.55 | 1984.45 | L.ft | OK
| 3'' Glass Fiber Batt Insulation | Sq.ft | 585 | 0.4 | 234 | 0.8 | 468 | 1.2 | 702 | Sq.ft | OK
| Fire stop | L.ft | 74 | 0.3 | 22.2 | 0.6 | 44.4 | 0.9 | 66.6 | L.ft | OK
| 2 Layers 5/8'' Type 'C' Gyspsum Wallbored | Sq.ft | 621 | 2.5 | 1552.5 | 2.3 | 1428.3 | 4.8 | 2980.8 | Sq.ft | OK
| Mudding & Tapping | Sq.ft | 1242 | 0.4 | 496.8 | 0.8 | 993.6 | 1.2 | 1490.4 | Sq.ft | OK
9 | WRE6, Load Bearing/R: 1 HOUR
| 2 Layers 5/8'' Type 'X' Or 'C' Gysum Wallbored | Sq.ft | 369 | 2.5 | 922.5 | 2.3 | 848.7 | 4.8 | 1771.2 | Sq.ft | OK
| 2x6 Wood Studs @ 16'' O.C | L.ft | 333 | 1.95 | 649.35 | 1.6 | 532.8 | 3.55 | 1182.15 | L.ft | OK
| 3'' Glass Fiber Batt Insulation | Sq.ft | 252 | 0.4 | 100.8 | 0.8 | 201.6 | 1.2 | 302.4 | Sq.ft | OK
| Fire stop | L.ft | 30 | 0.3 | 9 | 0.6 | 18 | 0.9 | 27 | L.ft | OK
| 5/8'' Type 'X' Or 'C' Gysum Wallbored | Sq.ft | 369 | 1.3 | 479.7 | 1.2 | 442.8 | 2.5 | 922.5 | Sq.ft | OK
| Mudding & Tapping | Sq.ft | 738 | 0.4 | 295.2 | 0.8 | 590.4 | 1.2 | 885.6 | Sq.ft | OK
10 | WRF4, Load Bearing/R: 1 HOUR
| 5/8'' Type 'C' Gysum Wallbored | Sq.ft | 244 | 1.3 | 317.2 | 1.2 | 292.8 | 2.5 | 610 | Sq.ft | OK
| 1/2'' Resilient Cannel | L.ft | 220 | 0.42 | 92.4 | 0.58 | 127.6 | 1 | 220 | L.ft | OK
| 2x4 Wood Studs @ 16'' O.C | L.ft | 220 | 1.3 | 286 | 1.6 | 352 | 2.9 | 638 | L.ft | OK
| 3'' Glass Fiber Batt Insulation | Sq.ft | 243 | 0.4 | 97.2 | 0.8 | 194.4 | 1.2 | 291.6 | Sq.ft | OK
| Fire stop | L.ft | 29 | 0.3 | 8.7 | 0.6 | 17.4 | 0.9 | 26.1 | L.ft | OK
| 1/2" Plywood Sheathing | Sq.ft | 244 | 2 | 488 | 2.2 | 536.8 | 4.2 | 1024.8 | Sq.ft | OK
| 5/8" Type 'C' Gypsum Wallbored | Sq.ft | 244 | 1.3 | 317.2 | 1.2 | 292.8 | 2.5 | 610 | Sq.ft | OK
| Mudding & Tapping | Sq.ft | 488 | 0.4 | 195.2 | 0.8 | 390.4 | 1.2 | 585.6 | Sq.ft | OK
11 | WRF6, Load Bearing/R: 1 HOUR
| 5/8'' Type 'C' Gysum Wallbored | Sq.ft | 9275 | 1.3 | 12057.5 | 1.2 | 11130 | 2.5 | 23187.5 | Sq.ft | OK
| 1/2'' Resilient Cannel | L.ft | 8348 | 0.42 | 3506.16 | 0.58 | 4841.84 | 1 | 8348 | L.ft | OK
| 2x6 Wood Studs @ 16'' O.C | L.ft | 8348 | 1.95 | 16278.6 | 1.6 | 13356.8 | 3.55 | 29635.4 | L.ft | OK
| 3'' Glass Fiber Batt Insulation | Sq.ft | 9275 | 0.4 | 3710 | 0.8 | 7420 | 1.2 | 11130 | Sq.ft | OK
| Fire stop | L.ft | 1092 | 0.3 | 327.6 | 0.6 | 655.2 | 0.9 | 982.8 | L.ft | OK
| 1/2" Plywood Sheathing | Sq.ft | 9275 | 2 | 18550 | 2.2 | 20405 | 4.2 | 38955 | Sq.ft | OK
| 5/8" Type 'C' Gypsum Wallbored | Sq.ft | 9275 | 1.3 | 12057.5 | 1.2 | 11130 | 2.5 | 23187.5 | Sq.ft | OK
| Mudding & Tapping | Sq.ft | 18550 | 0.4 | 7420 | 0.8 | 14840 | 1.2 | 22260 | Sq.ft | OK
NON-Rated Partitions
12 | WA4 Non Load Bearing /R: 0 HOUR
| 1/2" Gypsum Wallbored | Sq.ft | 2175 | 0.9 | 1957.5 | 1.2 | 2610 | 2.1 | 4567.5
| 2x4 Wood Studs @ 16'' O.C | L.ft | 1958 | 1.3 | 2545.4 | 1.6 | 3132.8 | 2.9 | 5678.2
| 3'' Glass Fiber Batt Insulation | Sq.ft | 102 | 0.4 | 40.8 | 0.8 | 81.6 | 1.2 | 122.4
| 1/2" Gypsum Wallbored | Sq.ft | 2175 | 0.9 | 1957.5 | 1.2 | 2610 | 2.1 | 4567.5
| Mudding & Tapping | Sq.ft | 4350 | 0.4 | 1740 | 0.8 | 3480 | 1.2 | 5220
13 | WB4 Non Load Bearing /R: 0 HOUR
| 5/8" Gypsum Wallbored | Sq.ft | 27510 | 1 | 27510 | 1.2 | 33012 | 2.2 | 60522
| 2x4 Wood Studs @ 16'' O.C | L.ft | 24759 | 1.3 | 32186.7 | 1.6 | 39614.4 | 2.9 | 71801.1
| 3'' Glass Fiber Batt Insulation | Sq.ft | 25747 | 0.4 | 10298.8 | 0.8 | 20597.6 | 1.2 | 30896.4
| 5/8" Gypsum Wallbored | Sq.ft | 27510 | 1 | 27510 | 1.2 | 33012 | 2.2 | 60522
| Mudding & Tapping | Sq.ft | 55020 | 0.4 | 22008 | 0.8 | 44016 | 1.2 | 66024
14 | WB6 Non Load Bearing /R: 0 HOUR
| 5/8" Gypsum Wallbored | Sq.ft | 36 | 1 | 36 | 1.2 | 43.2 | 2.2 | 79.2
| 2x6 Wood Studs @ 16'' O.C | L.ft | 33 | 1.95 | 64.35 | 1.6 | 52.8 | 3.55 | 117.15
| 5/8" Gypsum Wallbored | Sq.ft | 36 | 1 | 36 | 1.2 | 43.2 | 2.2 | 79.2
| Mudding & Tapping | Sq.ft | 72 | 0.4 | 28.8 | 0.8 | 57.6 | 1.2 | 86.4
15 | WC4 Non Load Bearing /R: 0 HOUR
| 1/2" Gypsum Wallbored | Sq.ft | 5273 | 0.9 | 4745.7 | 1.2 | 6327.6 | 2.1 | 11073.3
| 2x4 Wood Studs @ 16'' O.C | L.ft | 4746 | 1.3 | 6169.8 | 1.6 | 7593.6 | 2.9 | 13763.4
| Mudding & Tapping | Sq.ft | 5273 | 0.4 | 2109.2 | 0.8 | 4218.4 | 1.2 | 6327.6
16 | WC2 Non Load Bearing /R: 0 HOUR
| 1/2" Gypsum Wallbored | Sq.ft | 150 | 0.9 | 135 | 1.2 | 180 | 2.1 | 315
| 2x2 Wood Studs @ 16'' O.C | L.ft | 135 | 1.25 | 168.75 | 1.2 | 162 | 2.45 | 330.75
| Mudding & Tapping | Sq.ft | 150 | 0.4 | 60 | 0.8 | 120 | 1.2 | 180
17 | WD4 Non Load Bearing /R: 0 HOUR
| 5/8" Gypsum Wallbored | Sq.ft | 975 | 1 | 975 | 1.2 | 1170 | 2.2 | 2145
| 2x4 Wood Studs @ 16'' O.C | L.ft | 878 | 1.3 | 1141.4 | 1.6 | 1404.8 | 2.9 | 2546.2
| 3'' Glass Fiber Batt Insulation | Sq.ft | 768 | 0.4 | 307.2 | 0.8 | 614.4 | 1.2 | 921.6
| Mudding & Tapping | Sq.ft | 975 | 0.4 | 390 | 0.8 | 780 | 1.2 | 1170
Exterior Walls
18 | EA6- LB/R : 1 HOUR
| Fiber Cement Siding | Sq.ft | 18039 | 1.5 | 27058.5 | 1.2 | 21646.8 | 2.7 | 48705.3
| 7/16" Thick OSB Exterior Sheating | Sq.ft | 18039 | 2 | 36078 | 0.2 | 3607.8 | 2.2 | 39685.8
| 1" Thick Continuous Rigid Insulation | Sq.ft | 18039 | 0.45 | 8117.55 | 0.65 | 11725.35 | 1.1 | 19842.9
| 2x6 Wood Studs @ 16'' O.C | L.ft | 16236 | 1.95 | 31660.2 | 1.6 | 25977.6 | 3.55 | 57637.8
| MIN. 3 1/2" Mineral Wool Batts Placed to Fil Cavity, R-19 MIN. | Sq.ft | 18039 | 0.4 | 7215.6 | 0.8 | 14431.2 | 1.2 | 21646.8
| 1 Layer of 5/8" Type 'X' Gypsum Wallbored | Sq.ft | 18039 | 1.3 | 23450.7 | 1.2 | 21646.8 | 2.5 | 45097.5
| Mudding & Tapping | Sq.ft | 18039 | 0.4 | 7215.6 | 0.8 | 14431.2 | 1.2 | 21646.8
19 | EB6- LB/R: 1 HOUR
| Fiber Cement Siding | Sq.ft | 72 | 1.5 | 108 | 1.2 | 86.4 | 2.7 | 194.4
| 7/16" Thick OSB Exterior Sheating | Sq.ft | 72 | 2 | 144 | 0.2 | 14.4 | 2.2 | 158.4
| 1" Thick Continuous Rigid Insulation | Sq.ft | 72 | 0.45 | 32.4 | 0.65 | 46.8 | 1.1 | 79.2
| 2x6 Wood Studs @ 16'' O.C | L.ft | 65 | 1.95 | 126.75 | 1.6 | 104 | 3.55 | 230.75
| MIN. 3 1/2" Mineral Wool Batts Placed to Fil Cavity, R-19 MIN. | Sq.ft | 72 | 0.4 | 28.8 | 0.8 | 57.6 | 1.2 | 86.4
| 1 Layer of 5/8" Type 'X' Gypsum Wallbored | Sq.ft | 72 | 1.3 | 93.6 | 1.2 | 86.4 | 2.5 | 180
| 1 Layer of 5/8" Type 'X' Gypsum Wallbored | Sq.ft | 72 | 1.3 | 93.6 | 1.2 | 86.4 | 2.5 | 180
| Mudding & Tapping | Sq.ft | 144 | 0.4 | 57.6 | 0.8 | 115.2 | 1.2 | 172.8
20 | EE6- LB/R: 1 HOUR
| Fiber Cement Siding - See Exterior Elevations for Type Zip System R-Sheating | Sq.ft | 1019 | 1.5 | 1528.5 | 1.2 | 1222.8 | 2.7 | 2751.3
| 7/16" Thick OSB Exterior Sheating | Sq.ft | 1019 | 2 | 2038 | 0.2 | 203.8 | 2.2 | 2241.8
| 1" Thick Continuous Rigid Insulation | Sq.ft | 1019 | 0.45 | 458.55 | 0.65 | 662.35 | 1.1 | 1120.9
| 2x6 Wood Studs @ 16'' O.C | L.ft | 918 | 1.95 | 1790.1 | 1.6 | 1468.8 | 3.55 | 3258.9
| MIN. 3 1/2" Mineral Wool Batts Placed to Fil Cavity, R-19 MIN. | Sq.ft | 1019 | 0.4 | 407.6 | 0.8 | 815.2 | 1.2 | 1222.8
| 1 Layer of 5/8" Type 'X' Gypsum Wallbored | Sq.ft | 1019 | 1.3 | 1324.7 | 1.2 | 1222.8 | 2.5 | 2547.5
| Mudding & Tapping | Sq.ft | 1019 | 0.4 | 407.6 | 0.8 | 815.2 | 1.2 | 1222.8
Ceiling
21 | Gypsum Board Ceiling | Sq.ft | 23575 | 6.4 | 150880 | 7.6 | 179170 | 14 | 330050
Millwork
22 | 2'-10'' Height Base Cabinet | L.ft | 213 | 60 | 12780 | 90 | 19170 | 150 | 31950
23 | 2'-0'' Width Vanity Top | L.ft | 174 | 60 | 10440 | 90 | 15660 | 150 | 26100
24 | 2'-10'' Height Drawer | L.ft | 7 | 72 | 504 | 108 | 756 | 180 | 1260
25 | 2'-7'' Height Drawer | L.ft | 10 | 66 | 660 | 99 | 990 | 165 | 1650
26 | 3'-0'' Height Upper Cabinet | L.ft | 28 | 72 | 2016 | 108 | 3024 | 180 | 5040
27 | 2'-7'' Height Upper Cabinets | L.ft | 11 | 64 | 704 | 96 | 1056 | 160 | 1760
28 | 1'-10'' Height Upper Cabinet | L.ft | 13 | 54 | 702 | 81 | 1053 | 135 | 1755
29 | 2'-0'' Height Drawer | L.ft | 4 | 56 | 224 | 84 | 336 | 140 | 560
30 | 2'-0'' Height Base Cabinet | L.ft | 25 | 54 | 1350 | 81 | 2025 | 135 | 3375
31 | 1'-6'' Height Base Cabinet | L.ft | 3 | 44 | 132 | 66 | 198 | 110 | 330
32 | 2'-0'' Width Laminated Counter Top | L.ft | 104 | 72 | 7488 | 108 | 11232 | 180 | 18720
33 | 1'-3'' Height Upper Cabinet | L.ft | 16 | 44 | 704 | 66 | 1056 | 110 | 1760
34 | 2'-6'' Height Upper Cabinet | L.ft | 36 | 66 | 2376 | 99 | 3564 | 165 | 5940
35 | 2'-0'' Width Counter Top | L.ft | 23 | 64 | 1472 | 96 | 2208 | 160 | 3680
36 | 3'-0'' Height Base Cabinet | L.ft | 24 | 64 | 1536 | 96 | 2304 | 160 | 3840
37 | 3'-0'' Height Drawer | L.ft | 3 | 76 | 228 | 114 | 342 | 190 | 570
38 | Linen Closet | L.ft | 232 | 38 | 8816 | 57 | 13224 | 95 | 22040
39 | Closet Shelves | L.ft | 580 | 38 | 22040 | 57 | 33060 | 95 | 55100
| Total |  |  | 728320.38 |  | 857547.22 |  | 1585867.6
| Insurance | 3% |  | 21849.6114 |  | 25726.4166 |  | 47576.028
| Overhead and Profit | 20% |  | 145664.076 |  | 171509.444 |  | 317173.52
| Total Amount |  |  | 895834.0674 |  | 1054783.0806 |  | 1950617.148