## Estimate-MD
PROJECT:
ADDRESS:
S# | DWG. | DWG REF. | CSI NO | DESCRIPTION | [17 empty] | QTY. | Wastage | Qty w/ Waste | UNIT | LAB | MAT | TOTAL COST
|  |  | 10000 | DIVISION 01-GENERAL REQUIREMENTS
1 | See Spec. |  |  | Mobilization | [17 empty] | 1 | 0% | 1 | LS |  |  | 0
2 | See Spec. |  |  | Supervision | [17 empty] | 1 | 5% | 1.05 | LS |  |  | 0
3 | See Spec. |  |  | Safety requirements | [17 empty] | 1 | 0% | 1 | LS |  |  | 0
4 | See Spec. |  |  | Office overheads | [17 empty] | 1 | 0% | 1 | LS |  |  | 0
5 | See Spec. |  |  | Temporary facilities and controls | [17 empty] | 1 | 0% | 1 | LS |  |  | 0
6 | See Spec. |  |  | Project Closeouts | [17 empty] | 1 | 0% | 1 | LS |  |  | 0
7 | See Spec. |  |  | Submittal and approval | [17 empty] | 1 | 0% | 1 | LS |  |  | 0
Subtotal
|  |  | 30000 | DIVISION 03- CONCRETE
CAST-IN PLACE CONCRETE
MAT FOUNDATIONS:
8 | FO-100 | See Sch. |  | 24"T Concrete MAT-1 Foundation-6000 PSI | [17 empty] | 361.1111 | 5% | 379.1667 | CY | 180 | 350 | 200958.3333
9 | FO-100 | See Sch. |  | 6"T Crushed Stone Bedding | [17 empty] | 90.2778 | 5% | 94.7917 | CY | 25 |  | 2369.7917
10 | FO-100 | See Sch. |  | Mud Slab w/ Vapor Barrier | [17 empty] | 4925 | 5% | 5171.25 | SF | 0.8 | 1.4 | 11376.75
11 | FO-100 | See Sch. |  | #9@12" O.C E.W T&B | [17 empty] | 33.15 | 5% | 34.8075 | TONs | 1250 | 2250 | 121826.25
12 | FO-100 | See Sch. |  | 24"T Concrete MAT-2 Foundation (Incl. Elevator Pit) -6000 PSI | [17 empty] | 77.7778 | 5% | 81.6667 | CY | 180 | 350 | 43283.3333
13 | FO-100 | See Sch. |  | 6"T Crushed Stone Bedding | [17 empty] | 19.4444 | 5% | 20.4167 | CY | 25 |  | 510.4167
14 | FO-100 | See Sch. |  | Mud Slab w/ Vapor Barrier | [17 empty] | 1100 | 5% | 1155 | SF | 0.8 | 1.4 | 2541
15 | FO-100 | See Sch. |  | #9@12" O.C E.W T&B | [17 empty] | 7.14 | 5% | 7.497 | TONs | 1250 | 2250 | 26239.5
FOUNDATION WALLS:
16 | FO-100 | See Sch. |  | 12"T Concrete Wall BW-1 | [17 empty] | 132.037 | 5% | 138.6389 | CY | 185 | 350 | 74171.8056
17 | FO-100 | A510 |  | 2" XPS Insulation (R-10d) | [17 empty] | 3565 | 5% | 3743.25 | SF | 1.88 | 2.82 | 17593.275
18 | FO-100 | A510 |  | Preprufe 300R+Foundation Waterproofing Membrane | [17 empty] | 3565 | 5% | 3743.25 | SF | 0.8 | 1.4 | 8235.15
19 | FO-100 | See Sch. |  | Vertical Reinforcement: #6@12" O.C-Inside Face #4@12" O.C-Outside Face | [17 empty] | 3.868 | 5% | 4.0614 | TONs | 1250 | 2250 | 14214.9919
20 | FO-100 | See Sch. |  | Horizontal Reinforcement: -#4@12" O.C-EA.Face | [17 empty] | 2.3814 | 5% | 2.5005 | TONs | 1250 | 2250 | 8751.7185
21 | FO-100 | See Sch. |  | 12"T Concrete Wall BW-2 | [17 empty] | 15.3333 | 5% | 16.1 | CY | 185 | 350 | 8613.5
22 | FO-100 | A510 |  | 2" XPS Insulation (R-10d) | [17 empty] | 414 | 5% | 434.7 | SF | 1.88 | 2.82 | 2043.09
23 | FO-100 | A510 |  | Preprufe 300R+Foundation Waterproofing Membrane | [17 empty] | 414 | 5% | 434.7 | SF | 0.8 | 1.4 | 956.34
24 | FO-100 | See Sch. |  | Vertical Reinforcement: #7@12" O.C-Inside Face #7@12" O.C-Outside Face | [17 empty] | 7.2869 | 5% | 7.6512 | TONs | 1250 | 2250 | 26779.2105
25 | FO-100 | See Sch. |  | Horizontal Reinforcement: -#4@12" O.C-EA.Face | [17 empty] | 2.3814 | 5% | 2.5005 | TONs | 1250 | 2250 | 8751.7185
SHEARWALLS
Shearwall SW-1 :
26 | FO-100, S101-S107 | S210 |  | 12"T Concrete Wall (Cellar to BH Roof) | [17 empty] | 100 | 5% | 105 | CY | 185 | 365 | 57750
27 | FO-100, S101-S107 | S210 |  | Reinforcement: -#4@12" O.C-Horizontal -#4@12" O.C-Vertical Bars | [17 empty] | 4.8096 | 5% | 5.0501 | TONs | 1250 | 2250 | 17675.28
28 | FO-100, S101-S107 | S210 |  | Reinforcement: (Zone-1) -14-#8 Bars-Vertical (Cellar) -10-#8 Bars -Vertical (1st-3rd Floor) -6#8 Bars-Vertical (3rd to BH Roof) -#4@12' O.C-Ties | [17 empty] | 1.2523 | 5% | 1.3149 | TONs | 1250 | 2250 | 4602.3128
29 | FO-100, S101-S107 | S210 |  | Reinforcement: (Zone-3) -8-#8 Bars-Vertical (Cellar) -6-#8 Bars -Vertical (1st-BH Roof) -#4@12' O.C-Ties | [17 empty] | 1.02 | 5% | 1.071 | TONs | 1250 | 2250 | 3748.647
30 | FO-100, S101-S107 | S210 |  | Reinforcement: (Zone-4) -8-#8 Bars-Vertical (Cellar) -6-#8 Bars -Vertical (1st-BH Roof) -#4@12' O.C-Ties | [17 empty] | 1.02 | 5% | 1.071 | TONs | 1250 | 2250 | 3748.647
31 | FO-100, S101-S107 | S210 |  | Reinforcement: (Zone-5) -12-#8 Bars-Vertical (Cellar) -8-#8 Bars -Vertical (1st-3rd Floor) -6-#8 Bars -Vertical (1st-BH Roof) -#4@12' O.C-Ties | [17 empty] | 1.1429 | 5% | 1.2 | TONs | 1250 | 2250 | 4200.0105
32 | FO-100, S101-S107 | S210 |  | Reinforcement: (Zone-6) -14-#8 Bars-Vertical (Cellar) -10-#8 Bars -Vertical (1st-3rd Floor) -6#8 Bars-Vertical (3rd to BH Roof) -#4@12' O.C-Ties | [17 empty] | 1.2149 | 5% | 1.2757 | TONs | 1250 | 2250 | 4464.9412
Shearwall SW-2 :
33 | FO-100, S101-S107 | S210 |  | 12"T Concrete Wall (Cellar to 1st Floor) | [17 empty] | 2.2222 | 5% | 2.3333 | CY | 185 | 365 | 1283.3333
34 | FO-100, S101-S107 | S210 |  | 12"T Concrete Wall (1st to 7th Floor) | [17 empty] | 90.6667 | 5% | 95.2 | CY | 185 | 365 | 52360
35 | FO-100, S101-S107 | S210 |  | Reinforcement: -#4@12" O.C-Horizontal -#4@12" O.C-Vertical Bars | [17 empty] | 3.3507 | 5% | 3.5182 | TONs | 1250 | 2250 | 12313.7784
36 | FO-100, S101-S107 | S210 |  | Reinforcement: (Zone-7) -8-#8 Bars -Vertical (1st-3rd Floor) -6#8 Bars-Vertical (3rd to Roof) -#4@12' O.C-Ties | [17 empty] | 0.91858 | 5% | 0.96451 | TONs | 1250 | 2250 | 3375.7815
37 | FO-100, S101-S107 | S210 |  | Reinforcement: (Zone-8) -6-#8 Bars -Vertical (1st-3rd Floor) -6#8 Bars-Vertical (3rd to Roof) -#4@12' O.C-Ties | [17 empty] | 0.84649 | 5% | 0.88881 | TONs | 1250 | 2250 | 3110.8507
38 | FO-100, S101-S107 | S210 |  | Reinforcement: (Zone-9) -10-#8 Bars -Vertical (1st-3rd Floor) -6#8 Bars-Vertical (3rd to Roof) -#4@12' O.C-Ties | [17 empty] | 0.99067 | 5% | 1.0402 | TONs | 1250 | 2250 | 3640.7123
39 | FO-100, S101-S107 | S210 | 1 for each | Reinforcement: (Zone-10) -10#8 Bars-Vertical (cellar to 1st) -8-#8 Bars -Vertical (1st-3rd Floor) -6#8 Bars-Vertical (3rd to Roof) -#4@12' O.C-Ties | [17 empty] | 1.0788 | 5% | 1.1327 | TONs | 1250 | 2250 | 3964.5165
40 | FO-100, S101-S107 | S210 |  | Reinforcement: (Zone-13) -12#8 Bars-Vertical (cellar to 2nd) -#4@12' O.C-Ties | [17 empty] | 0.48061 | 5% | 0.50464 | TONs | 1250 | 2250 | 1766.2491
Shearwall SW-3 :
41 | FO-100, S101-S107 | S210 |  | 12"T Concrete Shear Wall (Cellar to 1st Floor) | [17 empty] | 6.4444 | 5% | 6.7667 | CY | 185 | 365 | 3721.6667
42 | FO-100, S101-S107 | S210 |  | 1'8"T Concrete Shear Wall (1st to 2nd Floor) | [17 empty] | 15.7667 | 5% | 16.555 | CY | 185 | 365 | 9105.2436
43 | FO-100, S101-S107 | S210 |  | 12"T Concrete Shear Wall (2nd to 4th Floor) | [17 empty] | 11.412 | 5% | 11.9826 | CY | 185 | 365 | 6590.4514
44 | FO-100, S101-S107 | S210 |  | Reinforcement: -#4@12" O.C-Horizontal -#4@12" O.C-Vertical Bars | [17 empty] | 0.32206 | 5% | 0.33816 | TONs | 1250 | 2250 | 1183.5687
45 | FO-100, S101-S107 | S210 |  | Reinforcement (1st to 2nd Floor): -#4@12" O.C-Horizontalx2 -#4@12" O.C-Vertical Bars | [17 empty] | 0.48309 | 5% | 0.50724 | TONs | 1250 | 2250 | 1775.353
46 | FO-100, S101-S107 | S210 |  | Reinforcement: (Zone-11) -14-#8 Bars-Vertical -#4@12' O.C-Ties | [17 empty] | 0.7516 | 5% | 0.78919 | TONs | 1250 | 2250 | 2762.1484
47 | FO-100, S101-S107 | S210 |  | Reinforcement: (Zone-12) -12-#8 Bars-Vertical -#4@12' O.C-Ties | [17 empty] | 0.65148 | 5% | 0.68405 | TONs | 1250 | 2250 | 2394.189
COLUMNS
Column #1
48 | FO-100, S101-S107 | Col Sch./S200 |  | 24"x12" Concrete Column | [17 empty] | 4.2222 | 5% | 4.4333 | CY | 180 | 270 | 1995
|  |  |  | Shear Reinforcement: |  | 1st |  | 2nd |  | 3rd |  | 4th |  | 5th |  | 6th |  | 7th |  | ROOF
49 | FO-100, S101-S107 | Col Sch./S200 |  | Ties Rebars- #4 | 0.668 | 57 | [15 empty] | 380.76 | 5% | 399.798 | LBs | 0.72 | 1.08 | 719.6364
50 | FO-100, S101-S107 | Col Sch./S200 |  | Rebars- #7 | 2.044 |  |  |  |  | 6 | 10 | 6 | 10 | 6 | 10 | 6 | 10 | 6 | 10 |  |  | 613.2 | 5% | 643.86 | LBs | 0.72 | 1.08 | 1158.948
51 | FO-100, S101-S107 | Col Sch./S200 |  | Rebars- #9 | 3.4 |  |  | 6 | 10 | [12 empty] | 204 | 5% | 214.2 | LBs | 0.72 | 1.08 | 385.56
52 | FO-100, S101-S107 | Col Sch./S200 |  | 5/8" Dia x22-1/2"Hx84"L | [17 empty] | 24 | 0% | 24 | EA | 18 | 27 | 1080
Main Reinforcement:
53 | FO-100, S101-S107 | Col Sch./S200 |  | 6-#7 Bars | [17 empty] | 699.048 | 5% | 734.0004 | LBs | 0.72 | 1.08 | 1321.2007
Column #2
54 | FO-100, S101-S107 | Col Sch./S200 |  | 24"x12" Concrete Column | [17 empty] | 6.2963 | 5% | 6.6111 | CY | 180 | 270 | 2975
|  |  |  | Shear Reinforcement: |  | 1st |  | 2nd |  | 3rd |  | 4th |  | 5th |  | 6th |  | 7th |  | ROOF
55 | FO-100, S101-S107 | Col Sch./S200 |  | Ties Rebars- #4 | 0.668 | 85 | [15 empty] | 567.8 | 5% | 596.19 | LBs | 0.72 | 1.08 | 1073.142
56 | FO-100, S101-S107 | Col Sch./S200 |  | Rebars- #7 | 2.044 | 3 | 10 |  |  | 6 | 14 | 6 | 14 | 6 | 14 | 6 | 14 | 6 | 14 |  |  | 919.8 | 5% | 965.79 | LBs | 0.72 | 1.08 | 1738.422
57 | FO-100, S101-S107 | Col Sch./S200 |  | Rebars- #9 | 3.4 | 3 | 7 | 6 | 14 | [12 empty] | 357 | 5% | 374.85 | LBs | 0.72 | 1.08 | 674.73
Main Reinforcement:
58 | FO-100, S101-S107 | Col Sch./S200 |  | 6-#7 Bars | [17 empty] | 1042.44 | 5% | 1094.562 | LBs | 0.72 | 1.08 | 1970.2116
Column #3
59 | FO-100, S101-S107 | Col Sch./S200 |  | 24"x12" Concrete Column | [17 empty] | 6.2963 | 5% | 6.6111 | CY | 180 | 270 | 2975
|  |  |  | Shear Reinforcement: |  | 1st |  | 2nd |  | 3rd |  | 4th |  | 5th |  | 6th |  | 7th |  | ROOF
60 | FO-100, S101-S107 | Col Sch./S200 |  | Ties Rebars- #4 | 0.668 | 85 | [15 empty] | 567.8 | 5% | 596.19 | LBs | 0.72 | 1.08 | 1073.142
61 | FO-100, S101-S107 | Col Sch./S200 |  | Rebars- #7 | 2.044 | 3 | 12 |  |  | 6 | 13 | 6 | 13 | 6 | 13 | 6 | 13 | 6 | 13 |  |  | 870.744 | 5% | 914.2812 | LBs | 0.72 | 1.08 | 1645.7062
62 | FO-100, S101-S107 | Col Sch./S200 |  | Rebars- #9 | 3.4 | 3 | 14 | 3 | 10 | [12 empty] | 244.8 | 5% | 257.04 | LBs | 0.72 | 1.08 | 462.672
Main Reinforcement:
63 | FO-100, S101-S107 | Col Sch./S200 |  | 6-#7 Bars | [17 empty] | 1042.44 | 5% | 1094.562 | LBs | 0.72 | 1.08 | 1970.2116
Column #4
64 | FO-100, S101-S107 | Col Sch./S200 |  | 24"x12" Concrete Column | [17 empty] | 6.2963 | 5% | 6.6111 | CY | 180 | 270 | 2975
|  |  |  | Shear Reinforcement: |  | 1st |  | 2nd |  | 3rd |  | 4th |  | 5th |  | 6th |  | 7th |  | ROOF
65 | FO-100, S101-S107 | Col Sch./S200 |  | Ties Rebars- #4 | 0.668 | 85 | [15 empty] | 567.8 | 5% | 596.19 | LBs | 0.72 | 1.08 | 1073.142
66 | FO-100, S101-S107 | Col Sch./S200 |  | Rebars- #7 | 2.044 | 3 | 10 |  |  | 6 | 13 | 6 | 13 | 6 | 13 | 6 | 13 | 6 | 13 |  |  | 858.48 | 5% | 901.404 | LBs | 0.72 | 1.08 | 1622.5272
67 | FO-100, S101-S107 | Col Sch./S200 |  | Rebars- #9 | 3.4 | 3 | 9 | 3 | 14 | 3 | 10 | [10 empty] | 336.6 | 5% | 353.43 | LBs | 0.72 | 1.08 | 636.174
Main Reinforcement:
68 | FO-100, S101-S107 | Col Sch./S200 |  | 6-#7 Bars | [17 empty] | 1042.44 | 5% | 1094.562 | LBs | 0.72 | 1.08 | 1970.2116
Column #5
69 | FO-100, S101-S107 | Col Sch./S200 |  | 24"x12" Concrete Column | [17 empty] | 5.4444 | 5% | 5.7167 | CY | 180 | 270 | 2572.5
|  |  |  | Shear Reinforcement: |  | 1st |  | 2nd |  | 3rd |  | 4th |  | 5th |  | 6th |  | 7th |  | ROOF
70 | FO-100, S101-S107 | Col Sch./S200 |  | Ties Rebars- #4 | 0.668 | 73.5 | [15 empty] | 490.98 | 5% | 515.529 | LBs | 0.72 | 1.08 | 927.9522
71 | FO-100, S101-S107 | Col Sch./S200 |  | Rebars- #7 | 2.044 | 3 | 10 |  |  | 6 | 11 | 6 | 11 | 6 | 11 | 6 | 11 |  |  |  |  | 600.936 | 5% | 630.9828 | LBs | 0.72 | 1.08 | 1135.769
72 | FO-100, S101-S107 | Col Sch./S200 |  | Rebars- #9 | 3.4 | 3 | 9 | 6 | 11 | [12 empty] | 316.2 | 5% | 332.01 | LBs | 0.72 | 1.08 | 597.618
73 | FO-100, S101-S107 | Col Sch./S200 |  | 5/8" Dia x22-1/2"Hx84"L | [17 empty] | 8 | 0% | 8 | EA | 18 | 27 | 360
Main Reinforcement:
74 | FO-100, S101-S107 | Col Sch./S200 |  | 6-#7 Bars | [17 empty] | 901.404 | 5% | 946.4742 | LBs | 0.72 | 1.08 | 1703.6536
Column #6
75 | FO-100, S101-S107 | Col Sch./S200 |  | 24"x12" Concrete Column | [17 empty] | 5.4444 | 5% | 5.7167 | CY | 180 | 270 | 2572.5
|  |  |  | Shear Reinforcement: |  | 1st |  | 2nd |  | 3rd |  | 4th |  | 5th |  | 6th |  | 7th |  | ROOF
76 | FO-100, S101-S107 | Col Sch./S200 |  | Ties Rebars- #4 | 0.668 | 73.5 | [15 empty] | 490.98 | 5% | 515.529 | LBs | 0.72 | 1.08 | 927.9522
77 | FO-100, S101-S107 | Col Sch./S200 |  | Rebars- #7 | 2.044 |  |  |  |  | 6 | 8 | 6 | 8 | 6 | 8 | 6 | 8 |  |  |  |  | 392.448 | 5% | 412.0704 | LBs | 0.72 | 1.08 | 741.7267
Main Reinforcement:
78 | FO-100, S101-S107 | Col Sch./S200 |  | 6-#7 Bars | [17 empty] | 901.404 | 5% | 946.4742 | LBs | 0.72 | 1.08 | 1703.6536
Column #7
79 | FO-100, S101-S107 | Col Sch./S200 |  | 24"x12" Concrete Column | [17 empty] | 6.2963 | 5% | 6.6111 | CY | 180 | 270 | 2975
|  |  |  | Shear Reinforcement: |  | 1st |  | 2nd |  | 3rd |  | 4th |  | 5th |  | 6th |  | 7th |  | ROOF
80 | FO-100, S101-S107 | Col Sch./S200 |  | Ties Rebars- #4 | 0.668 | 85 | [15 empty] | 567.8 | 5% | 596.19 | LBs | 0.72 | 1.08 | 1073.142
81 | FO-100, S101-S107 | Col Sch./S200 |  | Rebars- #7 | 2.044 | 4 | 13 |  |  | 9 | 16 | 9 | 16 | 10 | 16 | 9 | 15.5 | 13 | 15.5 |  |  | 1719.004 | 5% | 1804.9542 | LBs | 0.72 | 1.08 | 3248.9176
82 | FO-100, S101-S107 | Col Sch./S200 |  | Rebars- #9 | 3.4 | 8 | 18 | 4 | 13 | [12 empty] | 666.4 | 5% | 699.72 | LBs | 0.72 | 1.08 | 1259.496
83 | FO-100, S101-S107 | Col Sch./S200 |  | 5/8" Dia x22-1/2"Hx84"L | [17 empty] | 60 | 0% | 60 | EA | 18 | 27 | 2700
Main Reinforcement:
84 | FO-100, S101-S107 | Col Sch./S200 |  | 6-#7 Bars | [17 empty] | 1042.44 | 5% | 1094.562 | LBs | 0.72 | 1.08 | 1970.2116
Column #8
85 | FO-100, S101-S107 | Col Sch./S200 |  | 24"x12" Concrete Column | [17 empty] | 2.1259 | 5% | 2.2322 | CY | 180 | 270 | 1004.5
|  |  |  | Shear Reinforcement: |  | 1st |  | 2nd |  | 3rd |  | 4th |  | 5th |  | 6th |  | 7th |  | ROOF
86 | FO-100, S101-S107 | Col Sch./S200 |  | Ties Rebars- #4 | 0.668 | 28.7 | [15 empty] | 191.716 | 5% | 201.3018 | LBs | 0.72 | 1.08 | 362.3432
87 | FO-100, S101-S107 | Col Sch./S200 |  | Rebars- #7 | 2.044 | 8 | 17.5 | [14 empty] | 286.16 | 5% | 300.468 | LBs | 0.72 | 1.08 | 540.8424
88 | FO-100, S101-S107 | Col Sch./S200 |  | Rebars- #9 | 3.4 |  |  | 8 | 17.5 | [12 empty] | 476 | 5% | 499.8 | LBs | 0.72 | 1.08 | 899.64
89 | FO-100, S101-S107 | Col Sch./S200 |  | Rebars- #10 | 4.303 | 10 | 18 | [14 empty] | 774.54 | 5% | 813.267 | LBs | 0.72 | 1.08 | 1463.8806
Main Reinforcement:
90 | FO-100, S101-S107 | Col Sch./S200 |  | 6-#7 Bars | [17 empty] | 351.9768 | 5% | 369.5756 | LBs | 0.72 | 1.08 | 665.2362
Column #9
91 | FO-100, S101-S107 | Col Sch./S200 |  | 24"x12" Concrete Column | [17 empty] | 2.1259 | 5% | 2.2322 | CY | 180 | 270 | 1004.5
|  |  |  | Shear Reinforcement: |  | 1st |  | 2nd |  | 3rd |  | 4th |  | 5th |  | 6th |  | 7th |  | ROOF
92 | FO-100, S101-S107 | Col Sch./S200 |  | Ties Rebars- #4 | 0.668 | 28.7 | [15 empty] | 191.716 | 5% | 201.3018 | LBs | 0.72 | 1.08 | 362.3432
93 | FO-100, S101-S107 | Col Sch./S200 |  | Rebars- #7 | 2.044 | 9 | 17.5 | [14 empty] | 321.93 | 5% | 338.0265 | LBs | 0.72 | 1.08 | 608.4477
94 | FO-100, S101-S107 | Col Sch./S200 |  | Rebars- #9 | 3.4 |  |  | 10 | 17.5 | [12 empty] | 595 | 5% | 624.75 | LBs | 0.72 | 1.08 | 1124.55
95 | FO-100, S101-S107 | Col Sch./S200 |  | Rebars- #10 | 4.404 | 19 | 18 | [14 empty] | 1506.168 | 5% | 1581.4764 | LBs | 0.72 | 1.08 | 2846.6575
96 | FO-100, S101-S107 | Col Sch./S200 |  | 5/8" Dia x22-1/2"Hx84"L | [17 empty] | 24 | 0% | 24 | EA | 18 | 27 | 1080
Main Reinforcement:
97 | FO-100, S101-S107 | Col Sch./S200 |  | 6-#7 Bars | [17 empty] | 351.9768 | 5% | 369.5756 | LBs | 0.72 | 1.08 | 665.2362
Column #10
98 | FO-100, S101-S107 | Col Sch./S200 |  | 24"x12" Concrete Column | [17 empty] | 2.1259 | 5% | 2.2322 | CY | 180 | 270 | 1004.5
|  |  |  | Shear Reinforcement: |  | 1st |  | 2nd |  | 3rd |  | 4th |  | 5th |  | 6th |  | 7th |  | ROOF
99 | FO-100, S101-S107 | Col Sch./S200 |  | Ties Rebars- #4 | 0.668 | 28.7 | [15 empty] | 191.716 | 5% | 201.3018 | LBs | 0.72 | 1.08 | 362.3432
100 | FO-100, S101-S107 | Col Sch./S200 |  | Rebars- #7 | 2.044 | 9 | 17.5 | [14 empty] | 321.93 | 5% | 338.0265 | LBs | 0.72 | 1.08 | 608.4477
101 | FO-100, S101-S107 | Col Sch./S200 |  | Rebars- #9 | 3.4 | 8 | 18 | 8 | 17.5 | [12 empty] | 965.6 | 5% | 1013.88 | LBs | 0.72 | 1.08 | 1824.984
102 | FO-100, S101-S107 | Col Sch./S200 |  | 5/8" Dia x22-1/2"Hx84"L | [17 empty] | 36 | 0% | 36 | EA | 18 | 27 | 1620
Main Reinforcement:
103 | FO-100, S101-S107 | Col Sch./S200 |  | 6-#7 Bars | [17 empty] | 351.9768 | 5% | 369.5756 | LBs | 0.72 | 1.08 | 665.2362
Column #11
104 | FO-100, S101-S107 | Col Sch./S200 |  | 24"x12" Concrete Column | [17 empty] | 5.4444 | 5% | 5.7167 | CY | 180 | 270 | 2572.5
|  |  |  | Shear Reinforcement: |  | 1st |  | 2nd |  | 3rd |  | 4th |  | 5th |  | 6th |  | 7th |  | ROOF
105 | FO-100, S101-S107 | Col Sch./S200 |  | Ties Rebars- #4 | 0.668 | 73.5 | [15 empty] | 490.98 | 5% | 515.529 | LBs | 0.72 | 1.08 | 927.9522
106 | FO-100, S101-S107 | Col Sch./S200 |  | Rebars- #7 | 2.044 | 3 | 7 |  |  | 6 | 11.5 | 6 | 11.5 | 6 | 11.5 | 6 | 12 |  |  |  |  | 613.2 | 5% | 643.86 | LBs | 0.72 | 1.08 | 1158.948
107 | FO-100, S101-S107 | Col Sch./S200 |  | Rebars- #9 | 3.4 | 3 | 9 | 3 | 7 | [12 empty] | 163.2 | 5% | 171.36 | LBs | 0.72 | 1.08 | 308.448
Main Reinforcement:
108 | FO-100, S101-S107 | Col Sch./S200 |  | 6-#7 Bars | [17 empty] | 901.404 | 5% | 946.4742 | LBs | 0.72 | 1.08 | 1703.6536
Column #12
109 | FO-100, S101-S107 | Col Sch./S200 |  | 24"x12" Concrete Column | [17 empty] | 1.3022 | 5% | 1.3673 | CY | 180 | 270 | 615.3
|  |  |  | Shear Reinforcement: |  | 1st |  | 2nd |  | 3rd |  | 4th |  | 5th |  | 6th |  | 7th |  | ROOF
110 | FO-100, S101-S107 | Col Sch./S200 |  | Ties Rebars- #4 | 0.668 | 17.58 | [15 empty] | 117.4344 | 5% | 123.3061 | LBs | 0.72 | 1.08 | 221.951
111 | FO-100, S101-S107 | Col Sch./S200 |  | Rebars- #7 | 2.044 |  |  | 3 | 8 | [12 empty] | 49.056 | 5% | 51.5088 | LBs | 0.72 | 1.08 | 92.7158
Main Reinforcement:
112 | FO-100, S101-S107 | Col Sch./S200 |  | 6-#7 Bars | [17 empty] | 215.6011 | 5% | 226.3812 | LBs | 0.72 | 1.08 | 407.4861
Column #13
113 | FO-100, S101-S107 | Col Sch./S200 |  | 24"x12" Concrete Column | [17 empty] | 2.1259 | 5% | 2.2322 | CY | 180 | 270 | 1004.5
|  |  |  | Shear Reinforcement: |  | 1st |  | 2nd |  | 3rd |  | 4th |  | 5th |  | 6th |  | 7th |  | ROOF
114 | FO-100, S101-S107 | Col Sch./S200 |  | Ties Rebars- #4 | 0.668 | 28.7 | [15 empty] | 191.716 | 5% | 201.3018 | LBs | 0.72 | 1.08 | 362.3432
115 | FO-100, S101-S107 | Col Sch./S200 |  | Rebars- #7 | 2.044 |  |  | 8 | 17.5 | [12 empty] | 286.16 | 5% | 300.468 | LBs | 0.72 | 1.08 | 540.8424
Main Reinforcement:
116 | FO-100, S101-S107 | Col Sch./S200 |  | 6-#7 Bars | [17 empty] | 351.9768 | 5% | 369.5756 | LBs | 0.72 | 1.08 | 665.2362
Column #14
117 | FO-100, S101-S107 | Col Sch./S200 |  | 24"x12" Concrete Column | [17 empty] | 2.1259 | 5% | 2.2322 | CY | 180 | 270 | 1004.5
|  |  |  | Shear Reinforcement: |  | 1st |  | 2nd |  | 3rd |  | 4th |  | 5th |  | 6th |  | 7th |  | ROOF
118 | FO-100, S101-S107 | Col Sch./S200 |  | Ties Rebars- #4 | 0.668 | 28.7 | [15 empty] | 191.716 | 5% | 201.3018 | LBs | 0.72 | 1.08 | 362.3432
119 | FO-100, S101-S107 | Col Sch./S200 |  | Rebars- #7 | 2.044 | 8 | 18 | 8 | 18 | [12 empty] | 588.672 | 5% | 618.1056 | LBs | 0.72 | 1.08 | 1112.5901
120 | FO-100, S101-S107 | Col Sch./S200 |  | Rebars- #10 | 4.404 | 8 | 18 | [14 empty] | 634.176 | 5% | 665.8848 | LBs | 0.72 | 1.08 | 1198.5926
121 | FO-100, S101-S107 | Col Sch./S200 |  | 5/8" Dia x22-1/2"Hx84"L | [17 empty] | 12 | 0% | 12 | EA | 18 | 27 | 540
Main Reinforcement:
122 | FO-100, S101-S107 | Col Sch./S200 |  | 6-#7 Bars | [17 empty] | 351.9768 | 5% | 369.5756 | LBs | 0.72 | 1.08 | 665.2362
Column #15
123 | FO-100, S101-S107 | Col Sch./S200 |  | 24"x12" Concrete Column | [17 empty] | 2.1259 | 5% | 2.2322 | CY | 180 | 270 | 1004.5
|  |  |  | Shear Reinforcement: |  | 1st |  | 2nd |  | 3rd |  | 4th |  | 5th |  | 6th |  | 7th |  | ROOF
124 | FO-100, S101-S107 | Col Sch./S200 |  | Ties Rebars- #4 | 0.668 | 28.7 | [15 empty] | 191.716 | 5% | 201.3018 | LBs | 0.72 | 1.08 | 362.3432
125 | FO-100, S101-S107 | Col Sch./S200 |  | Rebars- #7 | 2.044 | 15 | 18 | [14 empty] | 551.88 | 5% | 579.474 | LBs | 0.72 | 1.08 | 1043.0532
126 | FO-100, S101-S107 | Col Sch./S200 |  | Rebars- #9 | 3.4 | 25 | 18 | 8 | 18 | [12 empty] | 2019.6 | 5% | 2120.58 | LBs | 0.72 | 1.08 | 3817.044
127 | FO-100, S101-S107 | Col Sch./S200 |  | 5/8" Dia x22-1/2"Hx84"L | [17 empty] | 36 | 0% | 36 | EA | 18 | 27 | 1620
Main Reinforcement:
128 | FO-100, S101-S107 | Col Sch./S200 |  | 6-#7 Bars | [17 empty] | 351.9768 | 5% | 369.5756 | LBs | 0.72 | 1.08 | 665.2362
Column #16
129 | FO-100, S101-S107 | Col Sch./S200 |  | 24"x12" Concrete Column | [17 empty] | 2.1259 | 5% | 2.2322 | CY | 180 | 270 | 1004.5
|  |  |  | Shear Reinforcement: |  | 1st |  | 2nd |  | 3rd |  | 4th |  | 5th |  | 6th |  | 7th |  | ROOF
130 | FO-100, S101-S107 | Col Sch./S200 |  | Ties Rebars- #4 | 0.668 | 28.7 | [15 empty] | 191.716 | 5% | 201.3018 | LBs | 0.72 | 1.08 | 362.3432
131 | FO-100, S101-S107 | Col Sch./S200 |  | Rebars- #7 | 2.044 | 9 | 18 | [14 empty] | 331.128 | 5% | 347.6844 | LBs | 0.72 | 1.08 | 625.8319
132 | FO-100, S101-S107 | Col Sch./S200 |  | Rebars- #9 | 3.4 | 8 | 18 | 8 | 17.5 | [12 empty] | 965.6 | 5% | 1013.88 | LBs | 0.72 | 1.08 | 1824.984
133 | FO-100, S101-S107 | Col Sch./S200 |  | 5/8" Dia x22-1/2"Hx84"L | [17 empty] | 36 | 0% | 36 | EA | 18 | 27 | 1620
Main Reinforcement:
134 | FO-100, S101-S107 | Col Sch./S200 |  | 6-#7 Bars | [17 empty] | 351.9768 | 5% | 369.5756 | LBs | 0.72 | 1.08 | 665.2362
Column #17
135 | FO-100, S101-S107 | Col Sch./S200 |  | 24"x12" Concrete Column | [17 empty] | 5.4444 | 5% | 5.7167 | CY | 180 | 270 | 2572.5
|  |  |  | Shear Reinforcement: |  | 1st |  | 2nd |  | 3rd |  | 4th |  | 5th |  | 6th |  | 7th |  | ROOF
136 | FO-100, S101-S107 | Col Sch./S200 |  | Ties Rebars- #4 | 0.668 | 73.5 | [15 empty] | 490.98 | 5% | 515.529 | LBs | 0.72 | 1.08 | 927.9522
137 | FO-100, S101-S107 | Col Sch./S200 |  | Rebars- #7 | 2.044 | 3 | 7 |  |  | 3 | 8 | 3 | 8 | 6 | 12 | 6 | 12.5 |  |  |  |  | 441.504 | 5% | 463.5792 | LBs | 0.72 | 1.08 | 834.4426
138 | FO-100, S101-S107 | Col Sch./S200 |  | Rebars- #9 | 3.4 | 3 | 9 | 3 | 7 | [12 empty] | 163.2 | 5% | 171.36 | LBs | 0.72 | 1.08 | 308.448
Main Reinforcement:
139 | FO-100, S101-S107 | Col Sch./S200 |  | 6-#7 Bars | [17 empty] | 901.404 | 5% | 946.4742 | LBs | 0.72 | 1.08 | 1703.6536
Column #18
140 | FO-100, S101-S107 | Col Sch./S200 |  | 24"x12" Concrete Column | [17 empty] | 5.4444 | 5% | 5.7167 | CY | 180 | 270 | 2572.5
|  |  |  | Shear Reinforcement: |  | 1st |  | 2nd |  | 3rd |  | 4th |  | 5th |  | 6th |  | 7th |  | ROOF
141 | FO-100, S101-S107 | Col Sch./S200 |  | Ties Rebars- #4 | 0.668 | 73.5 | [15 empty] | 490.98 | 5% | 515.529 | LBs | 0.72 | 1.08 | 927.9522
142 | FO-100, S101-S107 | Col Sch./S200 |  | Rebars- #7 | 2.044 | 3 | 7 |  |  | 3 | 8 | 3 | 8 | 3 | 8 | 6 | 11.5 |  |  |  |  | 331.128 | 5% | 347.6844 | LBs | 0.72 | 1.08 | 625.8319
143 | FO-100, S101-S107 | Col Sch./S200 |  | Rebars- #9 | 3.4 | 3 | 9 | 3 | 7 | [12 empty] | 163.2 | 5% | 171.36 | LBs | 0.72 | 1.08 | 308.448
Main Reinforcement:
144 | FO-100, S101-S107 | Col Sch./S200 |  | 6-#7 Bars | [17 empty] | 901.404 | 5% | 946.4742 | LBs | 0.72 | 1.08 | 1703.6536
Column #19
145 | FO-100, S101-S107 | Col Sch./S200 |  | 24"x12" Concrete Column | [17 empty] | 1.3022 | 5% | 1.3673 | CY | 180 | 270 | 615.3
|  |  |  | Shear Reinforcement: |  | 1st |  | 2nd |  | 3rd |  | 4th |  | 5th |  | 6th |  | 7th |  | ROOF
146 | FO-100, S101-S107 | Col Sch./S200 |  | Ties Rebars- #4 | 0.668 | 17.58 | [15 empty] | 117.4344 | 5% | 123.3061 | LBs | 0.72 | 1.08 | 221.951
147 | FO-100, S101-S107 | Col Sch./S200 |  | Rebars- #7 | 2.044 |  |  |  |  | 6 | 8 | [10 empty] | 98.112 | 5% | 103.0176 | LBs | 0.72 | 1.08 | 185.4317
Main Reinforcement:
148 | FO-100, S101-S107 | Col Sch./S200 |  | 6-#7 Bars | [17 empty] | 215.6011 | 5% | 226.3812 | LBs | 0.72 | 1.08 | 407.4861
Column #20
149 | FO-100, S101-S107 | Col Sch./S200 |  | 24"x12" Concrete Column | [17 empty] | 1.3022 | 5% | 1.3673 | CY | 180 | 270 | 615.3
|  |  |  | Shear Reinforcement: |  | 1st |  | 2nd |  | 3rd |  | 4th |  | 5th |  | 6th |  | 7th |  | ROOF
150 | FO-100, S101-S107 | Col Sch./S200 |  | Ties Rebars- #4 | 0.668 | 17.58 | [15 empty] | 117.4344 | 5% | 123.3061 | LBs | 0.72 | 1.08 | 221.951
151 | FO-100, S101-S107 | Col Sch./S200 |  | Rebars- #7 | 2.044 |  |  | 6 | 12.5 | [12 empty] | 153.3 | 5% | 160.965 | LBs | 0.72 | 1.08 | 289.737
Main Reinforcement:
152 | FO-100, S101-S107 | Col Sch./S200 |  | 6-#7 Bars | [17 empty] | 215.6011 | 5% | 226.3812 | LBs | 0.72 | 1.08 | 407.4861
Column #21
153 | FO-100, S101-S107 | Col Sch./S200 |  | 24"x12" Concrete Column | [17 empty] | 2.1259 | 5% | 2.2322 | CY | 180 | 270 | 1004.5
|  |  |  | Shear Reinforcement: |  | 1st |  | 2nd |  | 3rd |  | 4th |  | 5th |  | 6th |  | 7th |  | ROOF
154 | FO-100, S101-S107 | Col Sch./S200 |  | Ties Rebars- #4 | 0.668 | 28.7 | [15 empty] | 191.716 | 5% | 201.3018 | LBs | 0.72 | 1.08 | 362.3432
155 | FO-100, S101-S107 | Col Sch./S200 |  | Rebars- #7 | 2.044 | 4 | 7 | 6 | 12.5 | [12 empty] | 210.532 | 5% | 221.0586 | LBs | 0.72 | 1.08 | 397.9055
156 | FO-100, S101-S107 | Col Sch./S200 |  | Rebars- #9 | 3.4 | 3 | 9 | [14 empty] | 91.8 | 5% | 96.39 | LBs | 0.72 | 1.08 | 173.502
Main Reinforcement:
157 | FO-100, S101-S107 | Col Sch./S200 |  | 6-#7 Bars | [17 empty] | 351.9768 | 5% | 369.5756 | LBs | 0.72 | 1.08 | 665.2362
Column #22
158 | FO-100, S101-S107 | Col Sch./S200 |  | 24"x12" Concrete Column | [17 empty] | 2.1259 | 5% | 2.2322 | CY | 180 | 270 | 1004.5
|  |  |  | Shear Reinforcement: |  | 1st |  | 2nd |  | 3rd |  | 4th |  | 5th |  | 6th |  | 7th |  | ROOF
159 | FO-100, S101-S107 | Col Sch./S200 |  | Ties Rebars- #4 | 0.668 | 28.7 | [15 empty] | 191.716 | 5% | 201.3018 | LBs | 0.72 | 1.08 | 362.3432
160 | FO-100, S101-S107 | Col Sch./S200 |  | Rebars- #7 | 2.044 | 4 | 10 | [14 empty] | 81.76 | 5% | 85.848 | LBs | 0.72 | 1.08 | 154.5264
161 | FO-100, S101-S107 | Col Sch./S200 |  | Rebars- #9 | 3.4 | 6 | 9 | 6 | 14 | [12 empty] | 469.2 | 5% | 492.66 | LBs | 0.72 | 1.08 | 886.788
Main Reinforcement:
162 | FO-100, S101-S107 | Col Sch./S200 |  | 6-#7 Bars | [17 empty] | 351.9768 | 5% | 369.5756 | LBs | 0.72 | 1.08 | 665.2362
Column #25
163 | FO-100, S101-S107 | Col Sch./S200 |  | 24"x12" Concrete Column | [17 empty] | 4.1852 | 5% | 4.3944 | CY | 180 | 270 | 1977.5
|  |  |  | Shear Reinforcement: |  | 1st |  | 2nd |  | 3rd |  | 4th |  | 5th |  | 6th |  | 7th |  | ROOF
164 | FO-100, S101-S107 | Col Sch./S200 |  | Ties Rebars- #4 | 0.668 | 56.5 | [15 empty] | 377.42 | 5% | 396.291 | LBs | 0.72 | 1.08 | 713.3238
165 | FO-100, S101-S107 | Col Sch./S200 |  | Rebars- #7 | 2.044 |  |  |  |  | 8 | 14.5 | 8 | 14.5 | 8 | 14.5 | 8 | 22.5 | 12 | 22.5 |  |  | 1631.112 | 5% | 1712.6676 | LBs | 0.72 | 1.08 | 3082.8017
Main Reinforcement:
166 | FO-100, S101-S107 | Col Sch./S200 |  | 6-#7 Bars | [17 empty] | 692.916 | 5% | 727.5618 | LBs | 0.72 | 1.08 | 1309.6112
Column #26
167 | FO-100, S101-S107 | Col Sch./S200 |  | 24"x12" Concrete Column | [17 empty] | 4.1852 | 5% | 4.3944 | CY | 180 | 270 | 1977.5
|  |  |  | Shear Reinforcement: |  | 1st |  | 2nd |  | 3rd |  | 4th |  | 5th |  | 6th |  | 7th |  | ROOF
168 | FO-100, S101-S107 | Col Sch./S200 |  | Ties Rebars- #4 | 0.668 | 56.5 | [15 empty] | 377.42 | 5% | 396.291 | LBs | 0.72 | 1.08 | 713.3238
169 | FO-100, S101-S107 | Col Sch./S200 |  | Rebars- #7 | 2.044 |  |  |  |  | 8 | 14.5 | 8 | 14.5 | 8 | 21.5 | 4 | 13 | 7 | 13 |  |  | 1118.068 | 5% | 1173.9714 | LBs | 0.72 | 1.08 | 2113.1485
170 | FO-100, S101-S107 | Col Sch./S200 |  | 5/8" Dia x22-1/2"Hx84"L | [17 empty] | 12 | 0% | 12 | EA | 18 | 27 | 540
Main Reinforcement:
171 | FO-100, S101-S107 | Col Sch./S200 |  | 6-#7 Bars | [17 empty] | 692.916 | 5% | 727.5618 | LBs | 0.72 | 1.08 | 1309.6112
Column #27
172 | FO-100, S101-S107 | Col Sch./S200 |  | 24"x12" Concrete Column | [17 empty] | 3.2963 | 5% | 3.4611 | CY | 180 | 270 | 1557.5
|  |  |  | Shear Reinforcement: |  | 1st |  | 2nd |  | 3rd |  | 4th |  | 5th |  | 6th |  | 7th |  | ROOF
173 | FO-100, S101-S107 | Col Sch./S200 |  | Ties Rebars- #4 | 0.668 | 44.5 | [15 empty] | 297.26 | 5% | 312.123 | LBs | 0.72 | 1.08 | 561.8214
174 | FO-100, S101-S107 | Col Sch./S200 |  | Rebars- #7 | 2.044 |  |  |  |  | 8 | 14.5 | 8 | 14.5 | 8 | 14.5 | 8 | 14.5 |  |  |  |  | 948.416 | 5% | 995.8368 | LBs | 0.72 | 1.08 | 1792.5062
Main Reinforcement:
175 | FO-100, S101-S107 | Col Sch./S200 |  | 6-#7 Bars | [17 empty] | 545.748 | 5% | 573.0354 | LBs | 0.72 | 1.08 | 1031.4637
Column #28
176 | FO-100, S101-S107 | Col Sch./S200 |  | 24"x12" Concrete Column | [17 empty] | 4.1852 | 5% | 4.3944 | CY | 180 | 270 | 1977.5
|  |  |  | Shear Reinforcement: |  | 1st |  | 2nd |  | 3rd |  | 4th |  | 5th |  | 6th |  | 7th |  | ROOF
177 | FO-100, S101-S107 | Col Sch./S200 |  | Ties Rebars- #4 | 0.668 | 56.5 | [15 empty] | 377.42 | 5% | 396.291 | LBs | 0.72 | 1.08 | 713.3238
178 | FO-100, S101-S107 | Col Sch./S200 |  | Rebars- #7 | 2.044 |  |  |  |  | 6 | 17 | 6 | 17 | 6 | 17 | 6 | 17 | 8 | 17 |  |  | 1111.936 | 5% | 1167.5328 | LBs | 0.72 | 1.08 | 2101.559
Main Reinforcement:
179 | FO-100, S101-S107 | Col Sch./S200 |  | 6-#7 Bars | [17 empty] | 692.916 | 5% | 727.5618 | LBs | 0.72 | 1.08 | 1309.6112
Column #29
180 | FO-100, S101-S107 | Col Sch./S200 |  | 24"x12" Concrete Column | [17 empty] | 4.1852 | 5% | 4.3944 | CY | 180 | 270 | 1977.5
|  |  |  | Shear Reinforcement: |  | 1st |  | 2nd |  | 3rd |  | 4th |  | 5th |  | 6th |  | 7th |  | ROOF
181 | FO-100, S101-S107 | Col Sch./S200 |  | Ties Rebars- #4 | 0.668 | 56.5 | [15 empty] | 377.42 | 5% | 396.291 | LBs | 0.72 | 1.08 | 713.3238
182 | FO-100, S101-S107 | Col Sch./S200 |  | Rebars- #7 | 2.044 |  |  |  |  | 8 | 14.5 | 8 | 14.5 | 8 | 14.5 | 8 | 14.5 | 17 | 14.5 |  |  | 1452.262 | 5% | 1524.8751 | LBs | 0.72 | 1.08 | 2744.7752
183 | FO-100, S101-S107 | Col Sch./S200 |  | 5/8" Dia x22-1/2"Hx84"L | [17 empty] | 8 | 0% | 8 | EA | 18 | 27 | 360
Main Reinforcement:
184 | FO-100, S101-S107 | Col Sch./S200 |  | 6-#7 Bars | [17 empty] | 692.916 | 5% | 727.5618 | LBs | 0.72 | 1.08 | 1309.6112
Column #30
185 | FO-100, S101-S107 | Col Sch./S200 |  | 24"x12" Concrete Column | [17 empty] | 3.2963 | 5% | 3.4611 | CY | 180 | 270 | 1557.5
|  |  |  | Shear Reinforcement: |  | 1st |  | 2nd |  | 3rd |  | 4th |  | 5th |  | 6th |  | 7th |  | ROOF
186 | FO-100, S101-S107 | Col Sch./S200 |  | Ties Rebars- #4 | 0.668 | 44.5 | [15 empty] | 297.26 | 5% | 312.123 | LBs | 0.72 | 1.08 | 561.8214
187 | FO-100, S101-S107 | Col Sch./S200 |  | Rebars- #7 | 2.044 |  |  |  |  | 8 | 14.5 | 8 | 14.5 | 8 | 14.5 | 11 | 14.5 |  |  |  |  | 1037.33 | 5% | 1089.1965 | LBs | 0.72 | 1.08 | 1960.5537
188 | FO-100, S101-S107 | Col Sch./S200 |  | 5/8" Dia x22-1/2"Hx84"L | [17 empty] | 12 | 0% | 12 | EA | 18 | 27 | 540
Main Reinforcement:
189 | FO-100, S101-S107 | Col Sch./S200 |  | 6-#7 Bars | [17 empty] | 545.748 | 5% | 573.0354 | LBs | 0.72 | 1.08 | 1031.4637
Column #31
190 | FO-100, S101-S107 | Col Sch./S200 |  | 24"x12" Concrete Column | [17 empty] | 4.1852 | 5% | 4.3944 | CY | 180 | 270 | 1977.5
|  |  |  | Shear Reinforcement: |  | 1st |  | 2nd |  | 3rd |  | 4th |  | 5th |  | 6th |  | 7th |  | ROOF
191 | FO-100, S101-S107 | Col Sch./S200 |  | Ties Rebars- #4 | 0.668 | 56.5 | [15 empty] | 377.42 | 5% | 396.291 | LBs | 0.72 | 1.08 | 713.3238
192 | FO-100, S101-S107 | Col Sch./S200 |  | Rebars- #7 | 2.044 |  |  |  |  | 7 | 16 | 7 | 16 | 7 | 12 | 6 | 12 | 6 | 7.5 |  |  | 868.7 | 5% | 912.135 | LBs | 0.72 | 1.08 | 1641.843
193 | FO-100, S101-S107 | Col Sch./S200 |  | 5/8" Dia x22-1/2"Hx84"L | [17 empty] | 8 | 0% | 8 | EA | 18 | 27 | 360
Main Reinforcement:
194 | FO-100, S101-S107 | Col Sch./S200 |  | 6-#7 Bars | [17 empty] | 692.916 | 5% | 727.5618 | LBs | 0.72 | 1.08 | 1309.6112
Column #32
195 | FO-100, S101-S107 | Col Sch./S200 |  | 24"x12" Concrete Column | [17 empty] | 3.2963 | 5% | 3.4611 | CY | 180 | 270 | 1557.5
|  |  |  | Shear Reinforcement: |  | 1st |  | 2nd |  | 3rd |  | 4th |  | 5th |  | 6th |  | 7th |  | ROOF
196 | FO-100, S101-S107 | Col Sch./S200 |  | Ties Rebars- #4 | 0.668 | 44.5 | [15 empty] | 297.26 | 5% | 312.123 | LBs | 0.72 | 1.08 | 561.8214
197 | FO-100, S101-S107 | Col Sch./S200 |  | Rebars- #7 | 2.044 |  |  |  |  | 9 | 16 | 9 | 16 | 14 | 18 | 11 | 18 |  |  |  |  | 1508.472 | 5% | 1583.8956 | LBs | 0.72 | 1.08 | 2851.0121
198 | FO-100, S101-S107 | Col Sch./S200 |  | 5/8" Dia x22-1/2"Hx84"L | [17 empty] | 12 | 0% | 12 | EA | 18 | 27 | 540
Main Reinforcement:
199 | FO-100, S101-S107 | Col Sch./S200 |  | 6-#7 Bars | [17 empty] | 545.748 | 5% | 573.0354 | LBs | 0.72 | 1.08 | 1031.4637
Column #33
200 | FO-100, S101-S107 | Col Sch./S200 |  | 24"x12" Concrete Column | [17 empty] | 2.4074 | 5% | 2.5278 | CY | 180 | 270 | 1137.5
|  |  |  | Shear Reinforcement: |  | 1st |  | 2nd |  | 3rd |  | 4th |  | 5th |  | 6th |  | 7th |  | ROOF
201 | FO-100, S101-S107 | Col Sch./S200 |  | Ties Rebars- #4 | 0.668 | 32.5 | [15 empty] | 217.1 | 5% | 227.955 | LBs | 0.72 | 1.08 | 410.319
202 | FO-100, S101-S107 | Col Sch./S200 |  | Rebars- #7 | 2.044 |  |  |  |  | 6 | 11.5 | 6 | 11.5 | 6 | 11.5 | [6 empty] | 423.108 | 5% | 444.2634 | LBs | 0.72 | 1.08 | 799.6741
203 | FO-100, S101-S107 | Col Sch./S200 |  | 5/8" Dia x22-1/2"Hx84"L | [17 empty] | 8 | 0% | 8 | EA | 18 | 27 | 360
Main Reinforcement:
204 | FO-100, S101-S107 | Col Sch./S200 |  | 6-#7 Bars | [17 empty] | 398.58 | 5% | 418.509 | LBs | 0.72 | 1.08 | 753.3162
Column #34
205 | FO-100, S101-S107 | Col Sch./S200 |  | 24"x12" Concrete Column | [17 empty] | 0.88889 | 5% | 0.93333 | CY | 180 | 270 | 420
|  |  |  | Shear Reinforcement: |  | 1st |  | 2nd |  | 3rd |  | 4th |  | 5th |  | 6th |  | 7th |  | ROOF
206 | FO-100, S101-S107 | Col Sch./S200 |  | Ties Rebars- #4 | 0.668 | 12 | [15 empty] | 80.16 | 5% | 84.168 | LBs | 0.72 | 1.08 | 151.5024
207 | FO-100, S101-S107 | Col Sch./S200 |  | Rebars- #7 | 2.044 | [8 empty] | 3 | 15 | 3 | 8 |  |  |  |  | 141.036 | 5% | 148.0878 | LBs | 0.72 | 1.08 | 266.558
Main Reinforcement:
208 | FO-100, S101-S107 | Col Sch./S200 |  | 6-#7 Bars | [17 empty] | 147.168 | 5% | 154.5264 | LBs | 0.72 | 1.08 | 278.1475
Column #35
209 | FO-100, S101-S107 | Col Sch./S200 |  | 24"x12" Concrete Column | [17 empty] | 0.88889 | 5% | 0.93333 | CY | 180 | 270 | 420
|  |  |  | Shear Reinforcement: |  | 1st |  | 2nd |  | 3rd |  | 4th |  | 5th |  | 6th |  | 7th |  | ROOF
210 | FO-100, S101-S107 | Col Sch./S200 |  | Ties Rebars- #4 | 0.668 | 12 | [15 empty] | 80.16 | 5% | 84.168 | LBs | 0.72 | 1.08 | 151.5024
211 | FO-100, S101-S107 | Col Sch./S200 |  | Rebars- #7 | 2.044 | [8 empty] | 9 | 20 | 3 | 15 |  |  |  |  | 459.9 | 5% | 482.895 | LBs | 0.72 | 1.08 | 869.211
Main Reinforcement:
212 | FO-100, S101-S107 | Col Sch./S200 |  | 6-#7 Bars | [17 empty] | 147.168 | 5% | 154.5264 | LBs | 0.72 | 1.08 | 278.1475
Column #36
213 | FO-100, S101-S107 | Col Sch./S200 |  | 24"x12" Concrete Column | [17 empty] | 0.88889 | 5% | 0.93333 | CY | 180 | 270 | 420
|  |  |  | Shear Reinforcement: |  | 1st |  | 2nd |  | 3rd |  | 4th |  | 5th |  | 6th |  | 7th |  | ROOF
214 | FO-100, S101-S107 | Col Sch./S200 |  | Ties Rebars- #4 | 0.668 | 12 | [15 empty] | 80.16 | 5% | 84.168 | LBs | 0.72 | 1.08 | 151.5024
215 | FO-100, S101-S107 | Col Sch./S200 |  | Rebars- #7 | 2.044 | [10 empty] | 3 | 8 |  |  |  |  | 49.056 | 5% | 51.5088 | LBs | 0.72 | 1.08 | 92.7158
Main Reinforcement:
216 | FO-100, S101-S107 | Col Sch./S200 |  | 6-#7 Bars | [17 empty] | 147.168 | 5% | 154.5264 | LBs | 0.72 | 1.08 | 278.1475
Column #37
217 | FO-100, S101-S107 | Col Sch./S200 |  | 24"x12" Concrete Column | [17 empty] | 0.88889 | 5% | 0.93333 | CY | 180 | 270 | 420
|  |  |  | Shear Reinforcement: |  | 1st |  | 2nd |  | 3rd |  | 4th |  | 5th |  | 6th |  | 7th |  | ROOF
218 | FO-100, S101-S107 | Col Sch./S200 |  | Ties Rebars- #4 | 0.668 | 12 | [15 empty] | 80.16 | 5% | 84.168 | LBs | 0.72 | 1.08 | 151.5024
219 | FO-100, S101-S107 | Col Sch./S200 |  | Rebars- #7 | 2.044 | [12 empty] | 10 | 7.5 |  |  | 153.3 | 5% | 160.965 | LBs | 0.72 | 1.08 | 289.737
Main Reinforcement:
220 | FO-100, S101-S107 | Col Sch./S200 |  | 6-#7 Bars | [17 empty] | 147.168 | 5% | 154.5264 | LBs | 0.72 | 1.08 | 278.1475
Column #38
221 | FO-100, S101-S107 | Col Sch./S200 |  | 24"x12" Concrete Column | [17 empty] | 0.88889 | 5% | 0.93333 | CY | 180 | 270 | 420
|  |  |  | Shear Reinforcement: |  | 1st |  | 2nd |  | 3rd |  | 4th |  | 5th |  | 6th |  | 7th |  | ROOF
222 | FO-100, S101-S107 | Col Sch./S200 |  | Ties Rebars- #4 | 0.668 | 12 | [15 empty] | 80.16 | 5% | 84.168 | LBs | 0.72 | 1.08 | 151.5024
223 | FO-100, S101-S107 | Col Sch./S200 |  | Rebars- #7 | 2.044 | [12 empty] | 6 | 10 |  |  | 122.64 | 5% | 128.772 | LBs | 0.72 | 1.08 | 231.7896
Main Reinforcement:
224 | FO-100, S101-S107 | Col Sch./S200 |  | 6-#7 Bars | [17 empty] | 147.168 | 5% | 154.5264 | LBs | 0.72 | 1.08 | 278.1475
Column #39
225 | FO-100, S101-S107 | Col Sch./S200 |  | 24"x12" Concrete Column | [17 empty] | 0.88889 | 5% | 0.93333 | CY | 180 | 270 | 420
|  |  |  | Shear Reinforcement: |  | 1st |  | 2nd |  | 3rd |  | 4th |  | 5th |  | 6th |  | 7th |  | ROOF
226 | FO-100, S101-S107 | Col Sch./S200 |  | Ties Rebars- #4 | 0.668 | 12 | [15 empty] | 80.16 | 5% | 84.168 | LBs | 0.72 | 1.08 | 151.5024
Main Reinforcement:
227 | FO-100, S101-S107 | Col Sch./S200 |  | 6-#7 Bars | [17 empty] | 147.168 | 5% | 154.5264 | LBs | 0.72 | 1.08 | 278.1475
Column #40
228 | FO-100, S101-S107 | Col Sch./S200 |  | 24"x12" Concrete Column | [17 empty] | 0.88889 | 5% | 0.93333 | CY | 180 | 270 | 420
|  |  |  | Shear Reinforcement: |  | 1st |  | 2nd |  | 3rd |  | 4th |  | 5th |  | 6th |  | 7th |  | ROOF
229 | FO-100, S101-S107 | Col Sch./S200 |  | Ties Rebars- #4 | 0.668 | 12 | [15 empty] | 80.16 | 5% | 84.168 | LBs | 0.72 | 1.08 | 151.5024
230 | FO-100, S101-S107 | Col Sch./S200 |  | Rebars- #7 | 2.044 | [12 empty] | 6 | 7.5 |  |  | 91.98 | 5% | 96.579 | LBs | 0.72 | 1.08 | 173.8422
Main Reinforcement:
231 | FO-100, S101-S107 | Col Sch./S200 |  | 6-#7 Bars | [17 empty] | 147.168 | 5% | 154.5264 | LBs | 0.72 | 1.08 | 278.1475
Column P-1
232 | FO-100, S101-S107 | See Legends |  | 12"x12" Concrete Column | [17 empty] | 0.44444 | 5% | 0.46667 | CY | 180 | 270 | 210
|  |  |  | Shear Reinforcement: |  | 1st |  | 2nd |  | 3rd |  | 4th |  | 5th |  | 6th |  | 7th |  | ROOF
233 | FO-100, S101-S107 | Col Sch./S200 |  | Ties Rebars- #4 | 0.668 | 12 | [15 empty] | 48.096 | 5% | 50.5008 | LBs | 0.72 | 1.08 | 90.9014
234 | FO-100, S101-S107 | See Legends |  | Rebars- #7 | 2.044 | 12 | [13 empty] | 6 | 10 | 122.64 | 5% | 128.772 | LBs | 0.72 | 1.08 | 231.7896
Main Reinforcement:
235 | FO-100, S101-S107 | See Legends |  | 4-#7 Bars | [17 empty] | 98.112 | 5% | 103.0176 | LBs | 0.72 | 1.08 | 185.4317
Column P-2
236 | FO-100, S101-S107 | See Legends |  | 24"x12" Concrete Column | [17 empty] | 0.44444 | 5% | 0.46667 | CY | 180 | 270 | 210
|  |  |  | Shear Reinforcement: |  | 1st |  | 2nd |  | 3rd |  | 4th |  | 5th |  | 6th |  | 7th |  | ROOF
237 | FO-100, S101-S107 | See Legends |  | Rebars- #7 | 2.044 | 12 | [13 empty] | 6 | 8.5 | 104.244 | 5% | 109.4562 | LBs | 0.72 | 1.08 | 197.0212
Main Reinforcement:
238 | FO-100, S101-S107 | See Legends |  | 4-#7 Bars | [17 empty] | 98.112 | 5% | 103.0176 | LBs | 0.72 | 1.08 | 185.4317
Column P-3
239 | FO-100, S101-S107 | See Legends |  | 24"x12" Concrete Column | [17 empty] | 0.44444 | 5% | 0.46667 | CY | 180 | 270 | 210
|  |  |  | Shear Reinforcement: |  | 1st |  | 2nd |  | 3rd |  | 4th |  | 5th |  | 6th |  | 7th |  | ROOF
240 | FO-100, S101-S107 | See Legends |  | Rebars- #7 | 2.044 | 12 | [13 empty] | 6 | 10 | 122.64 | 5% | 128.772 | LBs | 0.72 | 1.08 | 231.7896
Main Reinforcement:
241 | FO-100, S101-S107 | See Legends |  | 4-#7 Bars | [17 empty] | 98.112 | 5% | 103.0176 | LBs | 0.72 | 1.08 | 185.4317
Column P-4
242 | FO-100, S101-S107 | See Legends |  | 24"x12" Concrete Column | [17 empty] | 0.44444 | 5% | 0.46667 | CY | 180 | 270 | 210
|  |  |  | Shear Reinforcement: |  | 1st |  | 2nd |  | 3rd |  | 4th |  | 5th |  | 6th |  | 7th |  | ROOF
243 | FO-100, S101-S107 | See Legends |  | Rebars- #7 | 2.044 | 12 | [13 empty] | 3 | 13 | 79.716 | 5% | 83.7018 | LBs | 0.72 | 1.08 | 150.6632
Main Reinforcement:
244 | FO-100, S101-S107 | See Legends |  | 4-#7 Bars | [17 empty] | 98.112 | 5% | 103.0176 | LBs | 0.72 | 1.08 | 185.4317
Column P-5
245 | FO-100, S101-S107 | See Legends |  | 24"x12" Concrete Column | [17 empty] | 0.44444 | 5% | 0.46667 | CY | 180 | 270 | 210
|  |  |  | Shear Reinforcement: |  | 1st |  | 2nd |  | 3rd |  | 4th |  | 5th |  | 6th |  | 7th |  | ROOF
246 | FO-100, S101-S107 | See Legends |  | Rebars- #7 | 2.044 | 12 | [13 empty] | 6 | 14.5 | 177.828 | 5% | 186.7194 | LBs | 0.72 | 1.08 | 336.0949
247 | FO-100, S101-S107 | See Legends |  | 5/8" Dia x22-1/2"Hx84"L | [17 empty] | 4 | 0% | 4 | EA | 18 | 27 | 180
Main Reinforcement:
248 | FO-100, S101-S107 | See Legends |  | 4-#7 Bars | [17 empty] | 98.112 | 5% | 103.0176 | LBs | 0.72 | 1.08 | 185.4317
Column P-6
249 | FO-100, S101-S107 | See Legends |  | 24"x12" Concrete Column | [17 empty] | 0.44444 | 5% | 0.46667 | CY | 180 | 270 | 210
|  |  |  | Shear Reinforcement: |  | 1st |  | 2nd |  | 3rd |  | 4th |  | 5th |  | 6th |  | 7th |  | ROOF
250 | FO-100, S101-S107 | See Legends |  | Rebars- #7 | 2.044 | 12 | [13 empty] | 6 | 10.5 | 128.772 | 5% | 135.2106 | LBs | 0.72 | 1.08 | 243.3791
Main Reinforcement:
251 | FO-100, S101-S107 | See Legends |  | 4-#7 Bars | [17 empty] | 98.112 | 5% | 103.0176 | LBs | 0.72 | 1.08 | 185.4317
SLABS & ASSOCIATED ITEMS
First Floor
252 | S101 | See Sch. |  | 8"T Slab On Grade-SOG1 5000 PSI | [17 empty] | 335 | 5% | 351.75 | SF | 3.6 | 5.4 | 3165.75
253 | S101 | See Sch. |  | 10 MIL Vapor Barrier | [17 empty] | 335 | 5% | 351.75 | SF | 0.68 | 1.02 | 597.975
254 | S101 | See Sch. |  | 6"T Gravel Fill Under Slab | [17 empty] | 12.4074 | 5% | 13.0278 | CY | 25 |  | 325.6944
255 | S101 | See Sch. |  | Reinforcement: -#4@12" O.C E.W | [17 empty] | 447.56 | 5% | 469.938 | LBs | 0.72 | 1.08 | 845.8884
256 | S101 | S300. |  | (6'W) Concrete Stairs and 4" Concrete Slab | [17 empty] | 0.70778 | 5% | 0.74317 | CY | 98 | 152 | 185.7917
257 | S101 | S300. |  | 6x6-W4.0xW4.0 WWR | [17 empty] | 36 | 5% | 37.8 | SF | 0.5 | 1.2 | 64.26
258 | S101 | S300. |  | Reinforcement: #4 Rebars | [17 empty] | 65 | 5% | 68.25 | LBs | 0.72 | 1.08 | 122.85
259 | S101 | S300. |  | 400 High Density Extruded Polystyrene Insulation-5'Deep | [17 empty] | 36 | 5% | 37.8 | SF | 3.6 | 5.4 | 340.2
260 | S101 | S300. |  | (3'6"W) Concrete Stairs and 4" Concrete Slab | [17 empty] | 0.55 | 5% | 0.5775 | CY | 98 | 152 | 144.375
261 | S101 | S300. |  | 6x6-W4.0xW4.0 WWR | [17 empty] | 40 | 5% | 42 | SF | 0.5 | 1.2 | 71.4
262 | S101 | S300. |  | Reinforcement: #4 Rebars | [17 empty] | 70 | 5% | 73.5 | LBs | 0.72 | 1.08 | 132.3
263 | S101 | S300. |  | 400 High Density Extruded Polystyrene Insulation-5'Deep | [17 empty] | 40 | 5% | 42 | SF | 3.6 | 5.4 | 378
264 | S101 | See Sch. |  | (12"x12") Grade Beam GB-1 | [17 empty] | 0.77778 | 5% | 0.81667 | CY | 98 | 152 | 204.1667
265 | S101 | See Sch. |  | Reinforcement: -2#5 Top & Bottom Bars -#4@4" O.C Stirrups | [17 empty] | 253.6953 | 5% | 266.38 | LBs | 0.72 | 1.08 | 479.4841
266 | S101 | See Sch. |  | (24"x24") Grade Beam SB-1 | [17 empty] | 2.4444 | 5% | 2.5667 | CY | 98 | 152 | 641.6667
267 | S101 | See Sch. |  | Reinforcement: -3#9 Top & Bottom Bars -#4@4" O.C Stirrups | [17 empty] | 272.2458 | 5% | 285.8581 | LBs | 0.72 | 1.08 | 514.5445
268 | S101 | See Sch. |  | 10"T Concrete Slab S2-5000 PSI | [17 empty] | 6210 | 5% | 6520.5 | SF | 6 | 11 | 110848.5
269 | S101 | See Sch. |  | #5@12" O.C E.W T&B | [17 empty] | 12.9416 | 5% | 13.5887 | TONs | 1250 | 2250 | 47560.527
270 | S101 | See Sch. |  | Addition Reinforcement #7 and #9 Bars | [17 empty] | 0.68391 | 5% | 0.7181 | TONs | 1250 | 2250 | 2513.3619
2nd Floor
271 | S102 | See Sch. |  | 14"T Concrete Slab S3-5000 PSI | [17 empty] | 1945 | 5% | 2042.25 | SF | 7.5 | 13.5 | 42887.25
272 | S102 | See Sch. |  | #5@12" O.C E.W T&B | [17 empty] | 4.0534 | 5% | 4.256 | TONs | 1250 | 2250 | 14896.1715
273 | S102 | See Sch. |  | Addition Reinforcement #7 | [17 empty] | 0.73993 | 5% | 0.77692 | TONs | 1250 | 2250 | 2719.2354
274 | S102 | See Sch. |  | 24"T Concrete Slab S4-5000 PSI | [17 empty] | 5248 | 5% | 5510.4 | SF | 8.5 | 17.5 | 143270.4
275 | S102 | See Sch. |  | #5@12" O.C E.W T&B | [17 empty] | 10.9368 | 5% | 11.4837 | TONs | 1250 | 2250 | 40192.8576
276 | S102 | See Sch. |  | Addition Reinforcement #9 Bars | [17 empty] | 0.9384 | 5% | 0.98532 | TONs | 1250 | 2250 | 3448.62
3rd Floor
277 | S103 | See Sch. |  | 8"T Concrete Slab S1-5000 PSI | [17 empty] | 5535 | 5% | 5811.75 | SF | 5.4 | 8.2 | 79039.8
278 | S103 | See Sch. |  | #4@12" O.C E.W T&B | [17 empty] | 7.3948 | 5% | 7.7645 | TONs | 1250 | 2250 | 27175.743
279 | S103 | See Plan Notes |  | Addition Reinforcement #7 | [17 empty] | 0.513 | 5% | 0.53865 | TONs | 1250 | 2250 | 1885.275
280 | S103 | See Plan Notes |  | #5 @12" O.C Hot Dip Galvanized Top Bars | [17 empty] | 0.14588 | 5% | 0.15317 | TONs | 1250 | 2250 | 536.109
4th Floor
281 | S103 | See Sch. |  | 8"T Concrete Slab S1-5000 PSI | [17 empty] | 5535 | 5% | 5811.75 | SF | 5.4 | 8.2 | 79039.8
282 | S103 | See Sch. |  | #4@12" O.C E.W T&B | [17 empty] | 7.3948 | 5% | 7.7645 | TONs | 1250 | 2250 | 27175.743
283 | S103 | See Plan Notes |  | Addition Reinforcement #7 | [17 empty] | 0.513 | 5% | 0.53865 | TONs | 1250 | 2250 | 1885.275
284 | S103 | See Plan Notes |  | #5 @12" O.C Hot Dip Galvanized Top Bars | [17 empty] | 0.14588 | 5% | 0.15317 | TONs | 1250 | 2250 | 536.109
5th Floor
285 | S105 | See Sch. |  | 8"T Concrete Slab S1-5000 PSI | [17 empty] | 5022 | 5% | 5273.1 | SF | 5.4 | 8.2 | 71714.16
286 | S105 | See Sch. |  | #4@12" O.C E.W T&B | [17 empty] | 6.7094 | 5% | 7.0449 | TONs | 1250 | 2250 | 24657.0156
287 | S105 | See Plan Notes |  | Addition Reinforcement #7 | [17 empty] | 0.47161 | 5% | 0.49519 | TONs | 1250 | 2250 | 1733.1594
288 | S105 | See Plan Notes |  | #5 @12" O.C Hot Dip Galvanized Top Bars | [17 empty] | 0.08336 | 5% | 0.087528 | TONs | 1250 | 2250 | 306.348
289 | S105 | See Sch. |  | 10"T Concrete Slab S2-5000 PSI | [17 empty] | 345 | 5% | 362.25 | SF | 6 | 11 | 6158.25
290 | S105 | See Sch. |  | #5@12" O.C E.W T&B | [17 empty] | 0.71898 | 5% | 0.75493 | TONs | 1250 | 2250 | 2642.2515
291 | S105 | See Sch. |  | Addition Reinforcement #7 | [17 empty] | 0.018756 | 5% | 0.019694 | TONs | 1250 | 2250 | 68.9283
292 | S105 | See Sch. |  | (24"x18") Concrete Beam B1 | [17 empty] | 2.2222 | 5% | 2.3333 | CY | 98 | 152 | 583.3333
293 | S105 | See Sch. |  | Reinforcement: 3#8 Bars T&B | [17 empty] | 320.4 | 5% | 336.42 | LBs | 0.72 | 1.08 | 605.556
6th Floor
294 | S106 | See Sch. |  | 8"T Concrete Slab S1-5000 PSI | [17 empty] | 3715 | 5% | 3900.75 | SF | 5.4 | 8.2 | 53050.2
295 | S106 | See Sch. |  | #4@12" O.C E.W T&B | [17 empty] | 4.9632 | 5% | 5.2114 | TONs | 1250 | 2250 | 18239.907
296 | S106 | See Plan Notes |  | Addition Reinforcement #7 | [17 empty] | 0.45357 | 5% | 0.47625 | TONs | 1250 | 2250 | 1666.8771
297 | S106 | See Sch. |  | 10"T Concrete Slab S2-5000 PSI | [17 empty] | 1432 | 5% | 1503.6 | SF | 6 | 11 | 25561.2
298 | S106 | See Sch. |  | #5@12" O.C E.W T&B | [17 empty] | 2.9843 | 5% | 3.1335 | TONs | 1250 | 2250 | 10967.2584
299 | S106 | See Sch. |  | Addition Reinforcement #7 | [17 empty] | 0.018756 | 5% | 0.019694 | TONs | 1250 | 2250 | 68.9283
7th Floor
300 | S107 | See Sch. |  | 8"T Concrete Slab S1-5000 PSI | [17 empty] | 1036 | 5% | 1087.8 | SF | 5.4 | 8.2 | 14794.08
301 | S107 | See Sch. |  | #4@12" O.C E.W T&B | [17 empty] | 1.3841 | 5% | 1.4533 | TONs | 1250 | 2250 | 5086.5528
302 | S107 | See Plan Notes |  | Addition Reinforcement #7 | [17 empty] | 0.3694 | 5% | 0.38787 | TONs | 1250 | 2250 | 1357.5597
303 | S107 | See Sch. |  | 10"T Concrete Slab S2-5000 PSI | [17 empty] | 2610 | 5% | 2740.5 | SF | 6 | 11 | 46588.5
304 | S107 | See Sch. |  | #5@12" O.C E.W T&B | [17 empty] | 5.4392 | 5% | 5.7112 | TONs | 1250 | 2250 | 19989.207
305 | S107 | See Sch. |  | Addition Reinforcement #7 | [17 empty] | 0.1688 | 5% | 0.17724 | TONs | 1250 | 2250 | 620.3547
Roof
306 | S108 | See Sch. |  | 10"T Concrete Slab S2-5000 PSI | [17 empty] | 1270 | 5% | 1333.5 | SF | 6 | 11 | 22669.5
307 | S108 | See Sch. |  | #5@12" O.C E.W T&B | [17 empty] | 2.6467 | 5% | 2.779 | TONs | 1250 | 2250 | 9726.549
308 | S108 | See Sch. |  | Addition Reinforcement #7 | [17 empty] | 0.39226 | 5% | 0.41187 | TONs | 1250 | 2250 | 1441.5408
309 | S108 | See Sch. |  | Addition Reinforcement #5 | [17 empty] | 0.016672 | 5% | 0.017506 | TONs | 1250 | 2250 | 61.2696
310 | S108 | S307. |  | 4"T Concrte Mechaincal Equipment Pad | [17 empty] | 26 | 5% | 27.3 | SF | 1.6 | 2.4 | 109.2
311 | S108 | S307. |  | Reinforcement: -#4@12" O.C E.W -#4 Hooked Bars @24" O.C | [17 empty] | 40.08 | 5% | 42.084 | LBs | 0.72 | 1.08 | 75.7512
Bulkhead Roof
312 | S109 | See Sch. |  | 8"T Concrete Slab S1-5000 PSI | [17 empty] | 108 | 5% | 113.4 | SF | 5.4 | 8.2 | 1542.24
313 | S109 | See Sch. |  | #4@12" O.C E.W T&B | [17 empty] | 0.14429 | 5% | 0.1515 | TONs | 1250 | 2250 | 530.2584
PILES
314 | S101 | S303 |  | 30'Dx9" Dia Concrete Piles -75KSI=36 EA | [17 empty] | 17.6625 | 5% | 18.5456 | CY | 180 | 270 | 8345.5312
315 | S101 | S303 |  | Reinforcement=Details Not Provided Assumed | [17 empty] | 2 | 5% | 2.1 | TONs | 1250 | 2250 | 7350
PILE CAPS
316 | S101 | S302 |  | 11'x8'11"x2'8"T Pile Cap PC-6 | [17 empty] | 10.2709 | 5% | 10.7844 | CY | 180 | 270 | 4852.9987
317 | S101 | S302 |  | Reinforcement: Bottom: 9-#9 & #8@12" O.C Top: 8-#9 & #8@12" O.C | [17 empty] | 0.56229 | 5% | 0.5904 | TONs | 1250 | 2250 | 2066.4158
318 | S101 |  |  | 11'x30'x2'8"T Pile Cap PC-20 | [17 empty] | 32.6333 | 5% | 34.265 | CY | 180 | 270 | 15419.25
319 | S101 | S302 |  | Reinforcement: Bottom: 9-#9 & #8@12" O.C Top: 8-#9 & #8@12" O.C | [17 empty] | 1.409 | 5% | 1.4794 | TONs | 1250 | 2250 | 5178.0015
320 | S101 | S302 |  | 11'x6'x3'0"T Pile Cap PC-4A | [17 empty] | 14.6667 | 5% | 15.4 | CY | 180 | 270 | 6930
321 | S101 | S302 |  | Reinforcement: Bottom: 9-#9 & #8@12" O.C Top: 8-#9 & #8@12" O.C | [17 empty] | 0.8469 | 5% | 0.88925 | TONs | 1250 | 2250 | 3112.3575
322 | S101 | S302 |  | 9'6"x9'6"x2'6"T Pile Cap PC-4B | [17 empty] | 8.3565 | 5% | 8.7743 | CY | 180 | 270 | 3948.4375
323 | S101 | S302 |  | Reinforcement: Bottom: 9-#9 & #8@12" O.C Top: 8-#9 & #8@12" O.C | [17 empty] | 0.56578 | 5% | 0.59406 | TONs | 1250 | 2250 | 2079.2231
324 | S101 | S302 |  | 14'x6'x2'6"T Pile Cap PC-2 | [17 empty] | 7.7778 | 5% | 8.1667 | CY | 180 | 270 | 3675
325 | S101 | S302 |  | Reinforcement: Bottom: 9-#9 & #8@12" O.C Top: 8-#9 & #8@12" O.C | [17 empty] | 0.54618 | 5% | 0.57349 | TONs | 1250 | 2250 | 2007.2115
MISC.
326 | S101 |  |  | 14"WX12"D Drain Trench | [17 empty] | 52 | 5% | 54.6 | LF | 58 | 87 | 7917
STAIRS
327 | A102-A108 | A340-A344 |  | (3'0" W) Conc. Staris Type A | [17 empty] | 20.5556 | 10% | 22.6111 | cy | 180 | 270 | 10175
328 | S101-S108 | S311 |  | Reinforcement | [17 empty] | 1.5 | 10% | 1.65 | TONS | 1250 | 2250 | 5775
329 | A102-A108 | A340 |  | (3'0" W) Conc. Staris Type B | [17 empty] | 24.6667 | 10% | 27.1333 | cy | 180 | 270 | 12210
330 | S101-S108 | S311 |  | Reinforcement | [17 empty] | 1.5 | 10% | 1.65 | TONS | 1250 | 2250 | 5775
331 | A102-A108 | A342 |  | (3'0" W) Conc. Staris Type C | [17 empty] | 4.1111 | 10% | 4.5222 | cy | 180 | 270 | 2035
332 | S101-S108 | S311 |  | Reinforcement | [17 empty] | 0.3 | 10% | 0.33 | TONS | 1250 | 2250 | 1155
333 | A102-A108 | A343 |  | (3'0" W) Conc. Staris Type D | [17 empty] | 3.8889 | 10% | 4.2778 | cy | 180 | 270 | 1925
334 | S101-S108 | S311 |  | Reinforcement | [17 empty] | 0.2 | 10% | 0.22 | TONS | 1250 | 2250 | 770
|  |  |  | SUBTOTAL | [23 empty] | 2067232.0482
|  |  | 40000 | DIVISION 04-MASONRY
BRICK UNIT
335 | A200-A201 |  |  | Brick Veneer | [17 empty] | 5845.05 | 10% | 6429.555 | sf | 8.8 | 13.2 | 141450.21
BLOCK UNIT
336 | A100-A107 | A-380 |  | (2HR) 6" Fire Rated CMU Wall | [17 empty] | 15432.25 | 10% | 16975 | sf | 6.6 | 9.9 | 280087.5
337 | A100-A107 | A-380 |  | (3HR) 6" Fire Rated CMU Wall | [17 empty] | 537.6 | 10% | 591.36 | sf | 6.6 | 9.9 | 9757.44
338 | A100-A107 | A-380 |  | (2HR) 8" CMU Furring Wall | [17 empty] | 6194.42 | 10% | 6813.862 | sf | 7.2 | 10.8 | 122649.516
339 | A200-A201 | A-511 |  | 6" CMU Parapet Wall | [17 empty] | 1350.6584 | 10% | 1485.7242 | sf | 6.8 | 10.2 | 25257.3121
|  |  |  | SUBTOTAL | [23 empty] | 579201.9781
|  |  | 50000 | DIVISION 05-METALS
METAL FABRICATION
2nd Floor Framing
340 | S101 |  |  | Alum Panel Clad Entry Marquee | [17 empty] | 225 | 5% | 236.25 | SF | 3 | 4.5 | 1771.875
341 | S101 |  |  | HSS Columns | [17 empty] | 2 | 0% | 2 | EA | 10 | 15 | 50
342 | S101 |  |  | HSS Beams | [17 empty] | 108 | 5% | 113.4 | LF | 10.8 | 16.2 | 3061.8
BH Roof Framing
343 | S109 |  |  | W8x35 Beam | [17 empty] | 315 | 5% | 330.75 | LBS | 1.8 | 2.7 | 1488.375
Dunnage Framing @ Low Roof
344 | S107 | S302 |  | W12x26 Beam | [17 empty] | 2392 | 5% | 2511.6 | LBS | 1.6 | 2.4 | 10046.4
345 | S107 | S302 |  | L4x4x3/8" Bracing | [17 empty] | 1372 | 5% | 1440.6 | LBS | 1.8 | 2.7 | 6482.7
346 | S107 | S302 |  | 4"Stud Pipe Supports | [17 empty] | 28 | 0% | 28 | EA | 115 | 235 | 9800
Dunnage Framing @ Upper Roof
347 | S108 | S302 |  | W12x26 Beam | [17 empty] | 2392 | 5% | 2511.6 | LBS | 1.8 | 2.7 | 11302.2
348 | S108 | S302 |  | L4x4x3/8" Bracing | [17 empty] | 1176 | 5% | 1234.8 | LBS | 1.8 | 2.7 | 5556.6
349 | S108 | S302 |  | 4"Stud Pipe Supports | [17 empty] | 24 | 0% | 24 | EA | 115 | 235 | 8400
RAILING/FENCES
Roof:
350 | A107-A108 | A340-A343 |  | (90") Metal Fence | [17 empty] | 151.38 | 10% | 166.518 | lf | 26 | 39 | 10823.67
351 | A107-A108 | A340-A343 |  | (72") Metal Fence | [17 empty] | 156.44 | 10% | 172.084 | lf | 24 | 36 | 10325.04
352 | A107-A108 | A340-A343 |  | (42") Metal Fence | [17 empty] | 8.36 | 10% | 9.196 | lf | 22 | 33 | 505.78
353 |  |  |  | Stairs: | [17 empty] | 250.66 | 10% | 275.726 | lf | 18 | 27 | 12407.67
354 | A107-A108 |  |  | 3'6"H Metal Guard Rail | [17 empty] | 250.66 | 10% | 275.726 | lf | 14 | 21 | 9650.41
| A107-A108 |  |  | 3'6"H Metal Hand Rail
Ladder :
355 |  |  |  | Roof Access Ladder | [17 empty] | 1 | 0% | 1 | ea | 250 | 1500 | 1750
AWING
356 | A200-A201 |  |  | S.S Awning | [17 empty] | 6.96 | 10% | 7.656 | lf | 20 | 30 | 382.8
COMPOSITE WALL PANELS AND BANDS
357 | A200-A201 |  |  | Metal Parapet Cap | [17 empty] | 262.61 | 10% | 288.871 | lf | 3 | 4.5 | 2166.5325
358 | A200-A201 |  |  | Metal Capital Band | [17 empty] | 174.41 | 10% | 191.851 | lf | 2.8 | 4.2 | 1342.957
359 | A200-A201 |  |  | Alum. Panel Cladding | [17 empty] | 35.45 | 10% | 38.995 | lf | 1.8 | 2.7 | 175.4775
TEMPERED GLASS RAILING ASSEMBLY
360 | A200-A201 |  |  | Glass Railing (42" H) | [17 empty] | 220 | 10% | 242 | lf | 26 | 39 | 15730
|  |  |  | SUBTOTAL | [23 empty] | 123220.287
|  |  | 60000 | DIVISION 06-WOOD PLASTICS AND COMPOSITES
MILLWORK
361 | A102-A108 |  |  | (1'-3") Decorative Laminate Kitchen Wall Cabinet DL-01 | [17 empty] | 376.06 | 10% | 413.666 | lf | 74 | 111 | 76528.21
362 | A102-A108 |  |  | (2'-0") Decorative Laminate Kitchen Base Cabinet DL-02 | [17 empty] | 376.88 | 10% | 414.568 | lf | 98 | 147 | 101569.16
363 | A515 |  |  | (3'6" W) Bar Counter | [17 empty] | 15 | 10% | 16.5 | lf | 48 | 72 | 1980
364 |  |  |  | (2'-0"W) Closet Rod and Shelving | [17 empty] | 205 | 10% | 225.5 | lf | 58 | 87 | 32697.5
WINDOWS SILL
365 |  |  |  | Window Sill | [17 empty] | 576 | 10% | 633.6 | lf | 6.4 | 9.6 | 10137.6
|  |  |  | SUBTOTAL | [23 empty] | 212774.87
|  |  | 70000 | DIVISION 07-THERMAL AND MOISTURE PROTECTION
ROOF ACCESSORIES
Roof Type (R-T) As;
366 | A102-A108 | A511 |  | (24"X24") Paver on Adjustable Pedestals | [17 empty] | 3298.87 | 10% | 3628.757 | sf | 8.8 | 13.2 | 79832.654
367 | A102-A108 | A511 |  | Cont. (5") XPS Rigid Insulation (R-25) | [17 empty] | 3298.87 | 10% | 3628.757 | sf | 1.4 | 2.1 | 12700.6495
368 | A102-A108 | A511 |  | (1/2") Drainage Mat | [17 empty] | 3298.87 | 10% | 3628.757 | sf | 1 | 1.5 | 9071.8925
369 | A102-A108 | A511 |  | Cold Fluid-Applied | [17 empty] | 3298.87 | 10% | 3628.757 | sf | 0.6 | 0.9 | 5443.1355
370 | A102-A108 | A511 |  | Waterproofing Membrane | [17 empty] | 3298.87 | 10% | 3628.757 | sf | 0.68 | 1.02 | 6168.8869
Roof Type (R-D) As;
371 | A102-A108 | A511 |  | (3) ply SBS Modified Bituminous Roofing | [17 empty] | 2114.32 | 10% | 2325.752 | sf | 1.4 | 2.1 | 8140.132
372 | A102-A108 | A511 |  | Coverboard | [17 empty] | 2114.32 | 10% | 2325.752 | sf | 1.04 | 1.56 | 6046.9552
373 | A102-A108 | A511 |  | Cont. (5") XPS Rigid Insulation (R-25) | [17 empty] | 2114.32 | 10% | 2325.752 | sf | 1.4 | 2.1 | 8140.132
FLASHING
374 | A102-A108 |  |  | Parapet Roof Flashing | [17 empty] | 285 | 10% | 313.5 | lf | 3 | 4.5 | 2351.25
JOINT SEALERS
375 | A102-A108 |  |  | Sealant and Backer Rod | [17 empty] | 385 | 10% | 423.5 | lf | 1.1 | 2.2 | 1397.55
INSULATION AND FINISH SYSTME
376 | A200-A201 |  |  | EIFS, Finish | [17 empty] | 4004.6 | 10% | 4405.06 | sf | 3 | 4.5 | 33037.95
|  |  |  | SUBTOTAL | [23 empty] | 172331.1876
|  |  | 80000 | DIVISION 08-OPENINGS
DOORS
377 | A100-A107 | A600 |  | (3'0" X 7'0") Hollow Metal Door w/ Hollow Metal Frame 1-1/2HR. | 19 | [16 empty] | 19 | 0% | 19 | ea | 85 | 765 | 16150
378 | A100-A107 | A600 |  | (3'0" X 7'0") Hollow Metal Door w/ Hollow Metal Frame | 1 | [16 empty] | 1 | 0% | 1 | ea | 85 | 765 | 850
379 | A100-A107 | A600 |  | (3'0" X 8'0") Hollow Metal Door w/ Hollow Metal Frame 1-1/2HR. | 55 | [16 empty] | 55 | 0% | 55 | ea | 86.5 | 778.5 | 47575
380 | A100-A107 | A600 |  | (3'0" X 8'0") Hollow Metal Door w/ Hollow Metal Frame | 6 | [16 empty] | 6 | 0% | 6 | ea | 86.5 | 778.5 | 5190
381 | A100-A107 | A600 |  | (3'0" X 8'0") double Leaf Glass Door w/ Frame | 2 | [16 empty] | 2 | 0% | 2 | ea | 86.5 | 778.5 | 1730
382 | A100-A107 | A600 |  | (3'0" X 8'0") Door w/ HM Frame | 5 | [16 empty] | 5 | 0% | 5 | ea | 86.5 | 778.5 | 4325
383 | A100-A107 | A600 |  | (3'2" X 8'0") Hollow Metal Door w/ Hollow Metal Frame 1-1/2HR. | 5 | [16 empty] | 5 | 0% | 5 | ea | 87.5 | 787.5 | 4375
384 | A100-A107 | A600 |  | (3'2" X 8'0") Hollow Metal Door w/ Hollow Metal Frame | 1 | [16 empty] | 1 | 0% | 1 | ea | 87.5 | 787.5 | 875
385 | A100-A107 | A600 |  | (3'0" X 8'0") Double Leaf Hollow Metal Door w/ Hollow Metal Frame | 1 | [16 empty] | 1 | 0% | 1 | ea | 86.5 | 778.5 | 865
386 | A100-A107 | A600 |  | (3'0" X 7'0") MDF Panel Door w/ (3/4") Poplar | 80 | [16 empty] | 80 | 0% | 80 | ea | 77.5 | 697.5 | 62000
387 | A100-A107 | A600 |  | (2'0" X 7'0") MDF Panel Door w/ (3/4") Poplar | 60 | [16 empty] | 60 | 0% | 60 | ea | 75 | 675 | 45000
388 | A100-A107 | A600 |  | (6'0" X 7'0") MDF Panel Door w/ (3/4") Poplar | 5 | [16 empty] | 5 | 0% | 5 | ea | 90 | 810 | 4500
389 | A100-A107 | A600 |  | (5'0" X 7'0") MDF Panel Door w/ (3/4") Poplar | 5 | [16 empty] | 5 | 0% | 5 | ea | 85 | 765 | 4250
390 | A100-A107 | A600 |  | (2'6" X 7'0") MDF Panel Door w/ (3/4") Poplar | 35 | [16 empty] | 35 | 0% | 35 | ea | 76.5 | 688.5 | 26775
391 | A100-A107 | A600 |  | (5'0" X 7'0") MDF Panel Door w/ (3/4") Poplar | 15 | [16 empty] | 15 | 0% | 15 | ea | 85 | 765 | 12750
392 | A100-A107 | A600 |  | (4'0" X 7'0") MDF Panel Door w/ (3/4") Poplar | 10 | [16 empty] | 10 | 0% | 10 | ea | 82.5 | 742.5 | 8250
393 | A107 | A600 |  | (2'-5" X 1'8") Stainless Steel Double Leaf Door ( Roof Access) AA-01 | [17 empty] | 1 | 0% | 1 | ea | 175 | 1575 | 1750
DOOR HARDWARE
394 | A102-A108 | A600 |  | Door Hardware Set | [17 empty] | 306 | 0% | 306 | ea | 33 | 132 | 50490
WINDOWS
395 | A200-A201 | A610 |  | (6'-6" X 6'-6") Window Type A | [17 empty] | 6 | 0% | 6 | ea | 401.375 | 1605.5 | 12041.25
396 | A200-A201 | A610 |  | (8'-0" X 6'-6") Window Type A1 | [17 empty] | 4 | 0% | 4 | ea | 494 | 1976 | 9880
397 | A200-A201 | A610 |  | (5'-6" X 6'-6") Window Type A2 | [17 empty] | 2 | 0% | 2 | ea | 339.625 | 1358.5 | 3396.25
398 | A200-A201 | A610 |  | (7'-6" X 6'-6") Window Type A3 | [17 empty] | 2 | 0% | 2 | ea | 463.125 | 1852.5 | 4631.25
399 | A200-A201 | A610 |  | (6'-6" X 7'-0") Window Type A4 | [17 empty] | 7 | 0% | 7 | ea | 432.25 | 1729 | 15128.75
400 | A200-A201 | A610 |  | (8'-0" X 7'-0") Window Type A5 | [17 empty] | 4 | 0% | 4 | ea | 532 | 2128 | 10640
401 | A200-A201 | A610 |  | (5'-6" X 7'-0") Window Type A6 | [17 empty] | 2 | 0% | 2 | ea | 365.75 | 1463 | 3657.5
402 | A200-A201 | A610 |  | (7'-6" X 7'-0") Window Type A7 | [17 empty] | 1 | 0% | 1 | ea | 498.75 | 1995 | 2493.75
403 | A200-A201 | A610 |  | (5'-2" X 7'-0") Window Type A8 | [17 empty] | 1 | 0% | 1 | ea | 343.6055 | 1374.422 | 1718.0275
404 | A200-A201 | A610 |  | (6'-6" X 6'-6") Window Type B | [17 empty] | 8 | 0% | 8 | ea | 401.375 | 1605.5 | 16055
405 | A200-A201 | A610 |  | (5'-6" X 6'-6") Window Type B1 | [17 empty] | 6 | 0% | 6 | ea | 339.625 | 1358.5 | 10188.75
406 | A200-A201 | A610 |  | (7'-6" X 6'-6") Window Type B2 | [17 empty] | 2 | 0% | 2 | ea | 469.3 | 1877.2 | 4693
407 | A200-A201 | A610 |  | (5'-4" X 6'-0") Window Type B3 | [17 empty] | 2 | 0% | 2 | ea | 303.81 | 1215.24 | 3038.1
408 | A200-A201 | A610 |  | (6'-6" X 7'-0") Window Type B4 | [17 empty] | 9 | 0% | 9 | ea | 432.25 | 1729 | 19451.25
409 | A200-A201 | A610 |  | (5'-6" X 7'-0") Window Type B5 | [17 empty] | 6 | 0% | 6 | ea | 365.75 | 1463 | 10972.5
410 | A200-A201 | A610 |  | (7'-6" X 7'-0") Window Type B6 | [17 empty] | 2 | 0% | 2 | ea | 498.75 | 1995 | 4987.5
411 | A200-A201 | A610 |  | (5'-4" X 7'-0") Window Type B7 | [17 empty] | 2 | 0% | 2 | ea | 354.445 | 1417.78 | 3544.45
412 | A200-A201 | A610 |  | (5'-2" X 7'-0") Window Type B8 | [17 empty] | 2 | 0% | 2 | ea | 343.6055 | 1374.422 | 3436.055
413 | A200-A201 | A610 |  | (3'-8" X 7'-0") Window Type C | [17 empty] | 1 | 0% | 1 | ea | 244.055 | 976.22 | 1220.275
414 | A200-A201 | A610 |  | (3'-0" X 7'-0") Window Type C1 | [17 empty] | 3 | 0% | 3 | ea | 199.5 | 798 | 2992.5
415 | A200-A201 | A610 |  | (3'-0" X 6'-0") Window Type C2 | [17 empty] | 2 | 0% | 2 | ea | 171 | 684 | 1710
416 | A200-A201 | A610 |  | (3'-8" X 6'-0") Window Type C3 | [17 empty] | 1 | 0% | 1 | ea | 209.19 | 836.76 | 1045.95
417 | A200-A201 | A610 |  | (2'-4" X 7'-0") Window Type C4 | [17 empty] | 1 | 0% | 1 | ea | 154.945 | 619.78 | 774.725
418 | A200-A201 | A610 |  | (12'-0" X 6'-6") Window Type D | [17 empty] | 1 | 0% | 1 | ea | 741 | 2964 | 3705
419 | A200-A201 | A610 |  | (12'-0" X 7'-6") Window Type D1 | [17 empty] | 4 | 0% | 4 | ea | 855 | 3420 | 17100
420 | A200-A201 | A610 |  | (9'-0" X 7'-6") Window Type D2 | [17 empty] | 1 | 0% | 1 | ea | 641.25 | 2565 | 3206.25
421 | A200-A201 | A610 |  | (9'-0" X 8'-6") Window Type D3 | [17 empty] | 1 | 0% | 1 | ea | 726.75 | 2907 | 3633.75
422 | A200-A201 | A610 |  | (9'-0" X 8'-0") Window Type D4 | [17 empty] | 2 | 0% | 2 | ea | 684 | 2736 | 6840
423 | A200-A201 | A610 |  | (6'-0" X 8'-0") Window Type D5 | [17 empty] | 2 | 0% | 2 | ea | 456 | 1824 | 4560
424 | A200-A201 | A610 |  | (9'-0" X 6'-0") Window Type D6 | [17 empty] | 1 | 0% | 1 | ea | 513 | 2052 | 2565
425 | A200-A201 | A610 |  | (3'-0" X 5'-6") Window Type D7 | [17 empty] | 1 | 0% | 1 | ea | 156.75 | 627 | 783.75
426 | A200-A201 | A610 |  | (12'-0" X 7'-6") Window Type E | [17 empty] | 2 | 0% | 2 | ea | 855 | 3420 | 8550
427 | A200-A201 | A610 |  | (3'-4" X 7'-6") Window Type E1 | [17 empty] | 1 | 0% | 1 | ea | 237.2625 | 949.05 | 1186.3125
428 | A200-A201 | A610 |  | (12'-0" X 1'-6") Window Type F | [17 empty] | 2 | 0% | 2 | ea | 171 | 684 | 1710
429 | A200-A201 | A610 |  | (8'-10" X 2'-11") Window Type G | [17 empty] | 1 | 0% | 1 | ea | 251.655 | 1006.62 | 1258.275
STOREFRONT
430 | A102-A108 | A611 |  | (18'6" X 10'1") Storefront SF-1 | [17 empty] | 1 | 0% | 1 | ea | 1757.5 | 7030 | 8787.5
431 | A102-A108 | A611 |  | (16' 11-1/4" X 10'1") Storefront SF-2 | [17 empty] | 1 | 0% | 1 | ea | 1816.875 | 7267.5 | 9084.375
432 | A102-A108 | A611 |  | (18'6-1/4" X 10'1") Storefront SF-3 | [17 empty] | 1 | 0% | 1 | ea | 1757.5 | 7030 | 8787.5
433 | A102-A108 | A611 |  | (13'0-1/4" X 10'9-3/4") Storefront SF-4 | [17 empty] | 1 | 0% | 1 | ea | 1327.625 | 5310.5 | 6638.125
434 | A102-A108 | A611 |  | (13'0-1/4" X 10'1") Storefront SF-5 | [17 empty] | 1 | 0% | 1 | ea | 1235 | 4940 | 6175
435 | A102-A108 | A611 |  | (6'0" X 12'-113/4") Storefront SF-6 | [17 empty] | 1 | 0% | 1 | ea | 741 | 2964 | 3705
436 | A102-A108 | A611 |  | (13'11" X 11'6") Storefront SF-7 | [17 empty] | 1 | 0% | 1 | ea | 1529.5 | 6118 | 7647.5
437 | A102-A108 | A611 |  | (6'0" X 8'0") Storefront SF-8 | [17 empty] | 1 | 0% | 1 | ea | 456 | 1824 | 2280
438 | A102-A108 | A611 |  | (3'0" X 8'0") Storefront SF-9 | [17 empty] | 1 | 0% | 1 | ea | 228 | 912 | 1140
439 | A102-A108 | A611 |  | (19'0" X 11'1) Storefront SF-10 | [17 empty] | 1 | 0% | 1 | ea | 1985.5 | 7942 | 9927.5
Note: All Hardware to be Supplied by the Manufacturer, TYP. U.O.N.
564667.67
|  |  | 90000 | DIVISION 09-FINISHES
GYPSUM BOARD ASSEMBLY
WALL TYPE 1 AS;
440 | A100-A107 | A380 |  | 1 Layer of (5/8") Type 'X' Gypsum board (Each Side) | [17 empty] | 31578 | 10% | 34735.8 | sf | 0.68 | 1.02 | 59050.86
441 | A100-A107 | A380 |  | Sound Insulation | [17 empty] | 15789 | 10% | 17367.9 | sf | 1.12 | 1.68 | 48630.12
442 | A100-A107 | A380 |  | (15'-7") 20 GA Metal Studs @ 24" O.C | [17 empty] | 15789 | 10% | 17367.9 | sf | 1.4 | 2.1 | 60787.65
443 | A100-A107 | A380 |  | Acoustic Sealant | [17 empty] | 5874.9767 | 10% | 6462.4744 | lf | 0.4 | 0.6 | 6462.4744
2 HR RATED WALL TYPE 2 AS;
444 | A100-A107 | A380 |  | 2 Layers of (5/8") Type 'X' Gypsum board (Each Side) | [17 empty] | 22112 | 10% | 24323.2 | sf | 0.68 | 1.02 | 41349.44
445 | A100-A107 | A380 |  | (3" T) Thermafiber Sound Insulation | [17 empty] | 5528 | 10% | 6080.8 | sf | 1.12 | 1.68 | 17026.24
446 | A100-A107 | A380 |  | (17'-8") 20 GA Metal Studs @ 24" O.C | [17 empty] | 5528 | 10% | 6080.8 | sf | 1.4 | 2.1 | 21282.8
447 | A100-A107 | A380 |  | Acoustic Sealant | [17 empty] | 3845.5652 | 10% | 4230.1217 | lf | 0.4 | 0.6 | 4230.1217
1 HR RATED WALL TYPE 3 AS;
448 | A100-A107 | A380 |  | 2 Layers of (5/8") Type 'X' Gypsum board (Each Side) | [17 empty] | 11596 | 10% | 12755.6 | sf | 0.68 | 1.02 | 21684.52
449 | A100-A107 | A380 |  | (3" T) Thermafiber Sound Insulation | [17 empty] | 2899 | 10% | 3188.9 | sf | 1.12 | 1.68 | 8928.92
450 | A100-A107 | A380 |  | (17'-8") 20 GA Metal Studs @ 24" O.C | [17 empty] | 2899 | 10% | 3188.9 | sf | 1.4 | 2.1 | 11161.15
451 | A100-A107 | A380 |  | Acoustic Sealant | [17 empty] | 2157.3953 | 10% | 2373.1349 | lf | 0.4 | 0.6 | 2373.1349
1 HR RATED WALL TYPE 3A AS;
452 | A100-A107 | A380 |  | 5 Layers of (5/8") Type 'X' Gypsum board | [17 empty] | 2510 | 10% | 2761 | sf | 0.68 | 1.02 | 4693.7
453 | A100-A107 | A380 |  | (3" T) Thermafiber Sound Insulation | [17 empty] | 502 | 10% | 552.2 | sf | 1.12 | 1.68 | 1546.16
454 | A100-A107 | A380 |  | (13'-5") 20 GA Metal Studs @ 24" O.C | [17 empty] | 502 | 10% | 552.2 | sf | 1.4 | 2.1 | 1932.7
455 | A100-A107 | A380 |  | Acoustic Sealant | [17 empty] | 446.2222 | 10% | 490.8444 | lf | 0.4 | 0.6 | 490.8444
WALL TYPE 4 AS;
456 | A100-A107 | A380 |  | 1 Layer of (5/8") Type 'X' Gypsum board (Each Side) w/ Cross Brace (4'0") O.C | [17 empty] | 39249 | 10% | 43173.9 | sf | 0.68 | 1.02 | 73395.63
457 | A100-A107 | A380 |  | Sound Insulation | [17 empty] | 1869 | 10% | 2055.9 | sf | 1.12 | 1.68 | 5756.52
458 | A100-A107 | A380 |  | (15'-6") 25 GA Metal Studs @ 24" O.C | [17 empty] | 1869 | 10% | 2055.9 | sf | 1.4 | 2.1 | 7195.65
459 | A100-A107 | A380 |  | Acoustic Sealant | [17 empty] | 664.5333 | 10% | 730.9867 | lf | 0.4 | 0.6 | 730.9867
WALL TYPE 5 AS;
460 | A100-A107 | A380 |  | 1 Layer of (5/8") Water & Mold Resistant Firecode Type 'X' Gypsum board (Each Side) w/ Cross Brace (3'0") O.C | [17 empty] | 2766 | 10% | 3042.6 | sf | 0.68 | 1.02 | 5172.42
461 | A100-A107 | A380 |  | Sound Insulation | [17 empty] | 1383 | 10% | 1521.3 | sf | 1.12 | 1.68 | 4259.64
462 | A100-A107 | A380 |  | (17'-6") 25 GA Metal Studs @ 16" O.C | [17 empty] | 1383 | 10% | 1521.3 | sf | 1.4 | 2.1 | 5324.55
463 | A100-A107 | A380 |  | Acoustic Sealant | [17 empty] | 526.8571 | 10% | 579.5429 | lf | 0.4 | 0.6 | 579.5429
WALL TYPE 5A AS;
464 | A100-A107 | A380 |  | 1 Layer of (5/8") Water & Mold Resistant Firecode Type 'X' Gypsum board (Each Side) w/ Cross Brace (3'0") O.C | [17 empty] | 1620 | 10% | 1782 | sf | 0.68 | 1.02 | 3029.4
465 | A100-A107 | A380 |  | Sound Insulation | [17 empty] | 810 | 10% | 891 | sf | 1.12 | 1.68 | 2494.8
466 | A100-A107 | A380 |  | (13'-3") 25 GA Metal Studs @ 16" O.C | [17 empty] | 810 | 10% | 891 | sf | 1.4 | 2.1 | 3118.5
467 | A100-A107 | A380 |  | Acoustic Sealant | [17 empty] | 308.5714 | 10% | 339.4286 | lf | 0.4 | 0.6 | 339.4286
2 HR RATED WALL TYPE 6 AS;
468 | A100-A107 | A380 |  | 2 Layers of (5/8") Type 'X' Gypsum board (Each Side) w/ Cross Brace (3'0") O.C | [17 empty] | 18772 | 10% | 20649.2 | sf | 0.68 | 1.02 | 35103.64
469 | A100-A107 | A380 |  | Thermafiber Sound Insulation | [17 empty] | 4693 | 10% | 5162.3 | sf | 1.12 | 1.68 | 14454.44
470 | A100-A107 | A380 |  | (14'-6") 25 GA Metal Studs @ 16" O.C | [17 empty] | 4693 | 10% | 5162.3 | sf | 1.4 | 2.1 | 18068.05
471 | A100-A107 | A380 |  | Acoustic Sealant | [17 empty] | 3128.6667 | 10% | 3441.5333 | lf | 0.4 | 0.6 | 3441.5333
2 HR RATED WALL TYPE 7 AS;
472 | A100-A107 | A380 |  | 1 Layer of (5/8") F.C. Type 'X' Gypsum board (one Side) | [17 empty] | 27706 | 10% | 30476.6 | sf | 0.68 | 1.02 | 51810.22
473 | A100-A107 | A380 |  | Furring Channel or ( 1-5/8") Metal Studs @ 16" O.C | [17 empty] | 13853 | 10% | 15238.3 | sf | 1.28 | 1.92 | 48762.56
474 | A100-A107 | A380 |  | Acoustic Sealant | [17 empty] | 13853 | 10% | 15238.3 | sf | 0.4 | 0.6 | 15238.3
3 HR RATED WALL TYPE 7A AS;
475 | A100-A107 | A380 |  | 1 Layer of (5/8") F.C. Type 'X' Gypsum board (one Side) | [17 empty] | 430 | 10% | 473 | sf | 0.68 | 1.02 | 804.1
476 | A100-A107 | A380 |  | Furring Channel or ( 1-5/8") Metal Studs @ 16" O.C | [17 empty] | 430 | 10% | 473 | sf | 1.28 | 1.92 | 1513.6
477 | A100-A107 | A380 |  | Acoustic Sealant | [17 empty] | 86 | 10% | 94.6 | lf | 0.4 | 0.6 | 94.6
2 HR RATED WALL TYPE 8A AS;
478 | A100-A107 | A380 |  | 1 Layer of (5/8") Type 'X' Gypsum board (one Side) w/ Cross Brace (3'0") O.C | [17 empty] | 1937 | 10% | 2130.7 | sf | 0.68 | 1.02 | 3622.19
479 | A100-A107 | A380 |  | Min. 7/8" From Masonory/ Conc. Wall, w/ (2-1/2") Fiberglass Foil Faced Minreal Wood Cavity Insulation | [17 empty] | 1937 | 10% | 2130.7 | sf | 1.28 | 1.92 | 6818.24
480 | A100-A107 | A380 |  | Acoustic Sealant | [17 empty] | 336.8696 | 10% | 370.5565 | lf | 0.4 | 0.6 | 370.5565
2 HR RATED WALL TYPE 8B AS;
481 | A100-A107 | A380 |  | 1 Layer of (5/8") Type 'X' Gypsum board (one Side) w/ Cross Brace (3'0") O.C | [17 empty] | 5845 | 10% | 6429.5 | sf | 0.68 | 1.02 | 10930.15
482 | A100-A107 | A380 |  | Min. 7/8" From Masonory/ Conc. Wall, w/ (2-1/2") Fiberglass Foil Faced Minreal Wood Cavity Insulation + 2" Rigid Insulation | [17 empty] | 5845 | 10% | 6429.5 | sf | 1.28 | 1.92 | 20574.4
483 | A100-A107 | A380 |  | Acoustic Sealant | [17 empty] | 1062.7273 | 10% | 1169 | lf | 0.4 | 0.6 | 1169
2 HR RATED WALL TYPE 8C AS;
484 | A100-A107 | A380 |  | 1 Layer of (5/8") Type 'X' Gypsum board (one Side) w/ Cross Brace (3'0") O.C | [17 empty] | 2299.7 | 10% | 2529.67 | sf | 0.68 | 1.02 | 4300.439
485 | A100-A107 | A380 |  | Min. 7/8" From Masonory/ Conc. Wall, w/ (2-1/2") Fiberglass Foil Faced Minreal Wood Cavity Insulation + 2" Rigid Insulation w/ Chase | [17 empty] | 2299.7 | 10% | 2529.67 | sf | 1.28 | 1.92 | 8094.944
486 | A100-A107 | A380 |  | Acoustic Sealant | [17 empty] | 383.2833 | 10% | 421.6117 | lf | 0.4 | 0.6 | 421.6117
2 HR RATED WALL TYPE 9 AS;
487 | A100-A107 | A380 |  | 1 Layer of (1") SLX Type 'X' Gypsum board (one Side) | [17 empty] | 751 | 10% | 826.1 | sf | 0.68 | 1.02 | 1404.37
488 | A100-A107 | A380 |  | (11'-9") 20 GA Metal Studs @ 12" O.C | [17 empty] | 751 | 10% | 826.1 | sf | 1.4 | 2.1 | 2891.35
489 | A100-A107 | A380 |  | (1-1/2") Thermafiber Sound Attenuation Blanket | [17 empty] | 751 | 10% | 826.1 | sf | 1.12 | 1.68 | 2313.08
490 | A100-A107 | A380 |  | Acoustic Sealant | [17 empty] | 125.1667 | 10% | 137.6833 | lf | 0.4 | 0.6 | 137.6833
2 HR RATED WALL TYPE 9 AS;
491 | A100-A107 | A380 |  | 1 Layer of (1") SLX Type 'X' Gypsum board (one Side) | [17 empty] | 3219 | 10% | 3540.9 | sf | 0.68 | 1.02 | 6019.53
492 | A100-A107 | A380 |  | (11'-9") 20 GA Metal Studs @ 12" O.C | [17 empty] | 3219 | 10% | 3540.9 | sf | 1.28 | 1.92 | 11330.88
493 | A100-A107 | A380 |  | (1-1/2") Thermafiber Sab | [17 empty] | 3219 | 10% | 3540.9 | sf | 1 | 1.5 | 8852.25
494 | A100-A107 | A380 |  | Acoustic Sealant | [17 empty] | 536.5 | 10% | 590.15 | lf | 0.4 | 0.6 | 590.15
FLOORING
495 | A140-A147 | A621 |  | (3'0" X 9'0") Porcelain Tile TL-01 | [17 empty] | 2123.76 | 10% | 2336.136 | sf | 3.6 | 5.4 | 21025.224
496 | A140-A147 | A621 |  | (12" X 12" X10mm) Glazed Porcelain Tile TL-04 | [17 empty] | 1376.36 | 10% | 1513.996 | sf | 4.4 | 6.6 | 16653.956
497 | A140-A147 | A621 |  | (24" X 24" X 3/8") Porcelain Paver TL-06 | [17 empty] | 705.04 | 10% | 775.544 | sf | 8.8 | 13.2 | 17061.968
498 | A140-A147 | A621 |  | (6' X 30' Roll; 7mm Thick) Vinyl Wood Flooring SF-01 | [17 empty] | 196.13 | 10% | 215.743 | sf | 3 | 4.5 | 1618.0725
499 | A140-A147 | A621 |  | (4' X 25'/50' Roll; 8mm Thick) Vinyl Wood Flooring SF-02 | [17 empty] | 484.3 | 10% | 532.73 | sf | 2.8 | 4.2 | 3729.11
500 | A140-A147 | A621 |  | (5"-12" W X 2'0" L )Wood Floor WD-01 | [17 empty] | 499.95 | 10% | 549.945 | sf | 3.2 | 4.8 | 4399.56
501 | A140-A147 | A621 |  | ((5" X 60" X 7/16") Wood Floor WD-02 | [17 empty] | 15669.26 | 10% | 17236.186 | sf | 3.4 | 5.1 | 146507.581
502 | A140-A147 | A621 |  | (12" X 24" X 3/8") Stone Saddle ST-01 | [17 empty] | 245.65 | 10% | 270.215 | LF | 6.4 | 9.6 | 4323.44
503 | A140-A147 | A621 |  | (18" X 36" X 0.210" Thick) Carpet CPT-01 | [17 empty] | 1642.65 | 10% | 1806.915 | sf | 4.8 | 7.2 | 21682.98
504 | A140-A147 | A621 |  | (24" X 24" X 3/4") Porcelain Paver PP-01 | [17 empty] | 3303.16 | 10% | 3633.476 | sf | 5.8 | 8.7 | 52685.402
505 | A140-A147 | A621 |  | Polyamide Epoxy Floor Coating FC-01 | [17 empty] | 4297.98 | 10% | 4727.778 | sf | 1.28 | 1.92 | 15128.8896
506 | A140-A147 | A621 |  | (5-1/2" X 3/4") Wood Base WD-03 | [17 empty] | 769.95 | 10% | 846.945 | lf | 0.92 | 1.38 | 1947.9735
507 | A140-A147 | A621 |  | (5-1/2" X 3/4") Wood Base WD-04 | [17 empty] | 4665.38 | 10% | 5131.918 | lf | 0.96 | 1.44 | 12316.6032
508 | A140-A147 | A621 |  | Transition Strip | [17 empty] | 427.61 | 10% | 470.371 | lf | 1.2 | 1.8 | 1411.113
WALL FINISH
509 | A460-A462 | A621 |  | (6" X 16" 5/16") Bathroom Wall Tile DL03 | [17 empty] | 85.5 | 10% | 94.05 | sf | 4.4 | 6.6 | 1034.55
510 | A460-A462 | A621 |  | (6" X 16" 5/16") Kitchen Backsplace TL02 | [17 empty] | 502.25 | 10% | 552.475 | lf | 4 | 6 | 5524.75
511 | A480-A483 | A621 |  | (6" X 16" 5/16") Bathroom Wall Tile TL-03 | [17 empty] | 3635 | 10% | 3998.5 | sf | 3.8 | 5.7 | 37985.75
512 | A480-A483 | A621 |  | Metal Trim MM-12 | [17 empty] | 369.2 | 10% | 406.12 | lf | 1.2 | 1.8 | 1218.36
513 | A440-A443 | A621 |  | MDF Panel/ Plywood WD-07 | [17 empty] | 352 | 10% | 387.2 | sf | 1.28 | 1.92 | 1239.04
514 | A440-A443 | A621 |  | (5.53" X 96"; 13mm) MDF Panel/ Plywood WD-08 | [17 empty] | 204.76 | 10% | 225.236 | sf | 1.2 | 1.8 | 675.708
515 | A440-A443 | A621 |  | (4'0" X 10'0" X1/2" T) Plywood Board WD-10 | [17 empty] | 295.9 | 10% | 325.49 | sf | 1.8 | 2.7 | 1464.705
516 | A440-A443 | A621 |  | MDF Panel/ Plywood WD-11 | [17 empty] | 59.79 | 10% | 65.769 | sf | 2 | 3 | 328.845
517 | A440-A443 | A621 |  | (4'0" X 25'/50" Roll) Wall Covering WC-01 | [17 empty] | 510.02 | 10% | 561.022 | sf | 1.6 | 2.4 | 2244.088
518 | A440-A443 | A621 |  | (4'0" X 4'/8'/12') Wall Covering WC-03 | [17 empty] | 69.7 | 10% | 76.67 | sf | 1.88 | 2.82 | 360.349
519 | A440-A443 | A621 |  | (54") Wall Covering WC-04 | [17 empty] | 165.8 | 10% | 182.38 | sf | 2.2 | 3.3 | 1003.09
520 | A440-A443 | A621 |  | (1/4") Tinted Tempered Mirror GL-01 | [17 empty] | 185.8 | 10% | 204.38 | sf | 18 | 27 | 9197.1
521 | A440-A443 | A621 |  | Mirror in Fitness Center GL-03 | [17 empty] | 337.77 | 10% | 371.547 | sf | 10.96 | 16.44 | 10180.3878
522 | A440-A443 | A621 |  | High Pressure Laminate DL-04 | [17 empty] | 67.37 | 10% | 74.107 | sf | 3 | 4.5 | 555.8025
523 | A440-A443 | A621 |  | (4'0" X 10'0" X 0.039") Veneer Laminate DL-05 | [17 empty] | 228.18 | 10% | 250.998 | sf | 3.2 | 4.8 | 2007.984
524 | A440-A443 | A621 |  | Alum/Steel Metal Panel MT-01 | [17 empty] | 185 | 10% | 203.5 | sf | 1.8 | 2.7 | 915.75
525 | A440-A443 | A621 |  | (0.066" T) Metal Mesh MT-03 | [17 empty] | 60.57 | 10% | 66.627 | sf | 2 | 3 | 333.135
526 | A440-A443 | A621 |  | Steel Metal Shelves MT-05 | [17 empty] | 8.83 | 10% | 9.713 | lf | 58 | 87 | 1408.385
CEILING
527 | A120-A127 | A621 |  | Gypsum Board Ceiling | [17 empty] | 13739.2 | 10% | 15113.12 | sf | 1.8 | 2.7 | 68009.04
528 | A120-A127 | A621 |  | Gypsum Board Drop Ceiling | [17 empty] | 654.08 | 10% | 719.488 | sf | 2.2 | 3.3 | 3957.184
529 | A120-A127 | A621 |  | Wood Paneled Ceiling | [17 empty] | 152.83 | 10% | 168.113 | sf | 2.8 | 4.2 | 1176.791
530 | A120-A127 | A621 |  | Rated Plenum to Match Adjacent Ceiling | [17 empty] | 69.59 | 10% | 76.549 | sf | 2.6 | 3.9 | 497.5685
PAINT
531 | A100-A107 | A380 |  | Wall Paint | [17 empty] | 61803 | 10% | 67983.3 | sf | 0.52 | 0.78 | 88378.29
532 | A100-A107 | A380 |  | Ceiling Paint | [17 empty] | 14616 | 10% | 16077.6 | sf | 0.6 | 0.9 | 24116.4
EXTERIOR FINISHES
533 | A200-A201 |  |  | Porcelain Rain-Screen Panel | [17 empty] | 2902.92 | 10% | 3193.212 | sf | 3.4 | 5.1 | 27142.302
534 | A200-A201 |  |  | Metal Panel Signage & Storefront Kick Finish | [17 empty] | 475.55 | 10% | 523.105 | sf | 2.6 | 3.9 | 3400.1825
535 | A200-A201 |  |  | Stucco | [17 empty] | 582.62 | 10% | 640.882 | sf | 2.8 | 4.2 | 4486.174
1321493.3555
|  |  | 100000 | DIVISION 10-SPECILAITIES
FIRE PLACES AND STOVES
536 | A100-A107 | A623 |  | (32"W X 32"D X 12-3/4"H) Firepit at Roof Deck FP-01 | [17 empty] | 1 | 0% | 1 | ea | 440 | 1760 | 2200
537 | A100-A107 | A623 |  | (26" X 32"H X 10mm) Firepit Glass Screen at Roof Deck FP-01 | [17 empty] | 1 | 0% | 1 | ea | 130 | 520 | 650
538 | A100-A107 | A623 |  | (4-9/16"W X 4-1/2"H) Firepit Trimer at Roof Deck FP-01 | [17 empty] | 1 | 0% | 1 | ea | 130 | 520 | 650
BATH ACCESSORIES
539 | A480-A483 | A623 |  | Tissue Holder PA-01 | [17 empty] | 41 | 0% | 41 | ea | 25 | 100 | 5125
540 | A480-A483 | A623 |  | Towel Bar PA-02 | [17 empty] | 41 | 0% | 41 | ea | 20 | 80 | 4100
541 | A480-A483 | A623 |  | Robe Hook PA-03 | [17 empty] | 41 | 0% | 41 | ea | 17 | 68 | 3485
542 | A480-A483 | A623 |  | Shower Curtain Rod PA-04 | [17 empty] | 35 | 0% | 35 | ea | 33 | 132 | 5775
543 | A480-A483 | A623 |  | Recessed Medicine Cabinet PA-05 | [17 empty] | 41 | 0% | 41 | ea | 70 | 280 | 14350
544 | A480-A483 | A623 |  | Toilet Paper Holder PA-06 | [17 empty] | 3 | 0% | 3 | ea | 30 | 120 | 450
545 | A480-A483 | A623 |  | (42") Grab Bar PA-08 | [17 empty] | 3 | 0% | 3 | ea | 50 | 200 | 750
546 | A480-A483 | A623 |  | (36") Grab Bar PA-09 | [17 empty] | 3 | 0% | 3 | ea | 44 | 176 | 660
547 | A480-A483 | A623 |  | (18") Grab Bar PA-10 | [17 empty] | 3 | 0% | 3 | ea | 37 | 148 | 555
548 | A480-A483 | A623 |  | ADA Mirror PA-11 | [17 empty] | 3 | 0% | 3 | ea | 70 | 280 | 1050
549 | A480-A483 | A623 |  | Soap Dispenser PA-12 | [17 empty] | 3 | 0% | 3 | ea | 30 | 120 | 450
550 | A480-A483 | A623 |  | Hand Dryer PA-13 | [17 empty] | 3 | 0% | 3 | ea | 27 | 108 | 405
551 | A480-A483 | A623 |  | Soap Dispenser PA-14 | [17 empty] | 1 | 0% | 1 | ea | 33 | 132 | 165
40820
|  |  | 110000 | DIVISION 11-EQUIPMENTS
EQUIPMENTS
552 | A100-A107 | A623 |  | (24") Refrigerator A-7 | [17 empty] | 31 | 0% | 31 | ea | 59.5 | 790.5 | 26350
553 | A100-A107 | A623 |  | (30") Refrigerator A-8 | [17 empty] | 6 | 0% | 6 | ea | 63 | 837 | 5400
554 | A100-A107 | A623 |  | (24") Washer A-10 | [17 empty] | 37 | 0% | 37 | ea | 45.5 | 604.5 | 24050
555 | A100-A107 | A623 |  | (24") Electric Dryer A-10 | [17 empty] | 37 | 0% | 37 | ea | 49 | 651 | 25900
556 | A100-A107 | A623 |  | Stacking Kit A-10 | [17 empty] | 37 | 0% | 37 | ea | 24.5 | 325.5 | 12950
557 | A100-A107 | A623 |  | Microwave A-11 | [17 empty] | 1 | 0% | 1 | ea | 115.5 | 1534.5 | 1650
558 | A100-A107 | A623 |  | Compact Refrigerator A-12 | [17 empty] | 1 | 0% | 1 | ea | 66.5 | 883.5 | 950
559 | A100-A107 | A623 |  | (30") Outdoor Grill A-13 | [17 empty] | 1 | 0% | 1 | ea | 595 | 7905 | 8500
560 | A100-A107 | A623 |  | (24") Outdoor Refrigerator A-14 | [17 empty] | 1 | 0% | 1 | ea | 84 | 1116 | 1200
561 | A100-A107 | A623 |  | (15") Ice Maker A-15 | [17 empty] | 1 | 0% | 1 | ea | 52.5 | 697.5 | 750
562 | A100-A107 | A623 |  | Television in Roof Lounge | [17 empty] | 1 | 0% | 1 | ea | 31.5 | 418.5 | 450
563 | A100-A107 | A623 |  | Soundbar (Medium Unit) | [17 empty] | 1 | 0% | 1 | ea | 42 | 558 | 600
564 | A100-A107 | A623 |  | Treadmill in Matrix Fitness | [17 empty] | 1 | 0% | 1 | ea | 101.5 | 1348.5 | 1450
565 | A100-A107 | A623 |  | Elliptical in Matrix Fitness | [17 empty] | 1 | 0% | 1 | ea | 52.5 | 697.5 | 750
566 | A100-A107 | A623 |  | Upright Bike in Matrix Fitness | [17 empty] | 1 | 0% | 1 | ea | 38.5 | 511.5 | 550
567 | A100-A107 | A623 |  | Mult-Functional Trainer Fitness Center | [17 empty] | 1 | 0% | 1 | ea | 42 | 558 | 600
568 | A100-A107 | A623 |  | Multi-Adjustable Bench | [17 empty] | 1 | 0% | 1 | ea | 24.15 | 320.85 | 345
569 | A100-A107 | A623 |  | Adjustable AB Bench | [17 empty] | 1 | 0% | 1 | ea | 21 | 279 | 300
112745
|  |  | 120000 | DIVISION 12-FURNISHINGS
FURNITURE
570 | A100-A107 | A624 |  | Sofa F-01 | [17 empty] | 1 | 0% | 1 | ea | 31.5 | 418.5 | 450
571 | A100-A107 | A624 |  | Coffee Table/Ottoman F-02 | [17 empty] | 1 | 0% | 1 | ea | 28 | 372 | 400
572 | A100-A107 | A624 |  | Lounge Chairs F-03 | [17 empty] | 4 | 0% | 4 | ea | 35 | 465 | 2000
573 | A100-A107 | A624 |  | Side Table F-04 | [17 empty] | 1 | 0% | 1 | ea | 24.5 | 325.5 | 350
574 | A100-A107 | A624 |  | Work Sofas F-05 | [17 empty] | 2 | 0% | 2 | ea | 30.45 | 404.55 | 870
575 | A100-A107 | A624 |  | Benches / Daybeds F-06 | [17 empty] | 2 | 0% | 2 | ea | 24.29 | 322.71 | 694
576 | A100-A107 | A624 |  | Work Side Tables F-07 | [17 empty] | 5 | 0% | 5 | ea | 31.5 | 418.5 | 2250
577 | A100-A107 | A624 |  | Modular Sofa F-08 | [17 empty] | 1 | 0% | 1 | ea | 25.55 | 339.45 | 365
578 | A100-A107 | A624 |  | Side Table F-09 | [17 empty] | 3 | 0% | 3 | ea | 31.5 | 418.5 | 1350
579 | A100-A107 | A624 |  | Lounge Chairs F-10 | [17 empty] | 1 | 0% | 1 | ea | 30.8 | 409.2 | 440
580 | A100-A107 | A624 |  | Stools F-11 | [17 empty] | 4 | 0% | 4 | ea | 31.15 | 413.85 | 1780
581 | A100-A107 | A624 |  | Desk Chairs F-12 | [17 empty] | 4 | 0% | 4 | ea | 32.55 | 432.45 | 1860
582 | A100-A107 | A624 |  | Sofa Table F-13 | [17 empty] | 1 | 0% | 1 | ea | 2.8 | 37.2 | 40
583 | A100-A107 | A624 |  | Pool Table F-14 | [17 empty] | 1 | 0% | 1 | ea | 25.55 | 339.45 | 365
584 | A100-A107 | A624 |  | Table Lamp F-15 | [17 empty] | 1 | 0% | 1 | ea | 24.5 | 325.5 | 350
585 | A100-A107 | A624 |  | Dining Chairs (At Communal Table) F-16 | [17 empty] | 8 | 0% | 8 | ea | 23.45 | 311.55 | 2680
586 | A100-A107 | A624 |  | Stools (At Built -in Bar) F-17 | [17 empty] | 6 | 0% | 6 | ea | 25.55 | 339.45 | 2190
587 | A100-A107 | A624 |  | Dining Chairs (At Built-in Bench) F-18 | [17 empty] | 3 | 0% | 3 | ea | 28 | 372 | 1200
588 | A100-A107 | A624 |  | Dining Tables (30" Diameter) F-19 | [17 empty] | 3 | 0% | 3 | ea | 21 | 279 | 900
589 | A100-A107 | A624 |  | L-shaped Sectional Sofas F-20 | [17 empty] | 2 | 0% | 2 | ea | 21.7 | 288.3 | 620
590 | A100-A107 | A624 |  | Lounge Chairs F-21 | [17 empty] | 6 | 0% | 6 | ea | 22.05 | 292.95 | 1890
591 | A100-A107 | A624 |  | Small Side Tables F-22 | [17 empty] | 2 | 0% | 2 | ea | 22.4 | 297.6 | 640
592 | A100-A107 | A624 |  | Large Side Tables F-23 | [17 empty] | 3 | 0% | 3 | ea | 23.8 | 316.2 | 1020
593 | A100-A107 |  |  | Sun Loungers F-24 | [17 empty] | 5 | 0% | 5 | ea | 23.1 | 306.9 | 1650
594 | A100-A107 |  |  | (5'0" X 1'0' X 2"T) S.S. Liner Tray | [17 empty] | 1 | 0% | 1 | ea | 22.4 | 297.6 | 320
MAILBOXES
595 | A442 | A623 |  | (10'6" X 1'10") Mailbox MB-01 | [17 empty] | 1 | 0% | 1 | ea | 160 | 640 | 800
BIKE RACKS
596 | A100-A107 |  |  | Bicycle Rack EQ-00 | [17 empty] | 1 | 0% | 1 | ea | 65 | 260 | 325
C-TOPS
597 | A100-A107 | A621 |  | Simulated Stone Countertop SS-01 | [17 empty] | 862.56 | 10% | 948.816 | sf | 18 | 27 | 42696.72
598 | A100-A107 | A624 |  | Window Covering ACC-01 | [17 empty] | 1540 | 10% | 1694 | sf | 3 | 4.5 | 12705
|  |  |  | SUBTOTAL | [23 empty] | 83200.72
|  |  | 140000 | DIVISION 14-CONVEYING EQUIPMENTS
599 |  |  |  | Elevator (8 Stops) | [17 empty] | 1 | 0% | 1 | ea | 28000 | 112000 | 140000
600 | F-7/A350 |  |  | Elevator Control System | [17 empty] | 1 | 0% | 1 | ea | 5000 | 8500 | 13500
|  |  |  | SUBTOTAL | [23 empty] | 153500
|  |  | 210000 | DIVISION 21-FIRE SUPPRESSION
PUMP
601 | SP/SD-101 | SP/SD-003 |  | 208V 500 GPM Fire Pump Type FP MODEL : 4X4X9.5F SERIES : 1580 | [17 empty] | 1 | 0% | 1 | ea | 290 | 1160 | 1450
602 | SP/SD-101 | SP/SD-003 |  | 208V 8 GPM JockeyPump Type JP MODEL : CR(E)3-8 | [17 empty] | 1 | 0% | 1 | ea | 280 | 1120 | 1400
PIPING
603 | SP/SD-101-105 |  |  | 1" Sprinkler Pipe | [17 empty] | 2028.75 | 10% | 2231.625 | lf | 3.2 | 12.8 | 35706
604 | SP/SD-101-105 |  |  | 1-1/2" Sprinkler Pipe | [17 empty] | 415.9 | 10% | 457.49 | lf | 3.6 | 14.4 | 8234.82
605 | SP/SD-101-105 |  |  | 2" Sprinkler pipe | [17 empty] | 668.62 | 10% | 735.482 | lf | 4.4 | 17.6 | 16180.604
606 | SP/SD-101-105 |  |  | 2-1/2" Sprinkler Pipe | [17 empty] | 40.82 | 10% | 44.902 | lf | 4.6 | 18.4 | 1032.746
607 | SP/SD-101-105 |  |  | 3" Sprinkler Pipe | [17 empty] | 449.66 | 10% | 494.626 | lf | 5.4 | 21.6 | 13354.902
608 | SP/SD-101-105 |  |  | 4" Sprinkler Pipe | [17 empty] | 58.32 | 10% | 64.152 | lf | 7 | 28 | 2245.32
609 | SP/SD-101-105 |  |  | 6" Sprinkler Pipe | [17 empty] | 87.4 | 10% | 96.14 | lf | 9 | 36 | 4326.3
SPRINKLER HEADS
610 | SP/SD-101-105 |  |  | Sprinkler head G4A | [17 empty] | 35 | 0% | 35 | ea | 35 | 140 | 6125
611 | SP/SD-101-105 |  |  | Sprinkler head GFR | [17 empty] | 149 | 0% | 149 | ea | 37 | 148 | 27565
612 | SP/SD-101-105 |  |  | Sprinkler head RFC49 | [17 empty] | 164 | 0% | 164 | ea | 39 | 156 | 31980
613 | SP/SD-101-105 |  |  | Sprinkler head F1RES44 | [17 empty] | 83 | 0% | 83 | ea | 35 | 140 | 14525
VALVE
614 | SP/SD-101 |  |  | 6" Check Valve w/3/4" Auto Drip Balldrip | [17 empty] | 1 | 0% | 1 | ea | 70 | 280 | 350
615 | SP/SD-101 |  |  | 2" Chute Sprinkler Control Valve Assembly w/TS | [17 empty] | 1 | 0% | 1 | ea | 25 | 100 | 125
616 | SP/SD-101-105 |  |  | 4" SP/SD Riser Control Valve w/TS | [17 empty] | 7 | 0% | 7 | ea | 45 | 180 | 1575
617 | SP/SD-101-105 |  |  | 2-1/2" FHV w/Cap/Chain | [17 empty] | 6 | 0% | 6 | ea | 40 | 160 | 1200
618 | SP/SD-102 |  |  | Firehose cabinet FHC | [17 empty] | 1 | 0% | 1 | ea | 43 | 172 | 215
|  |  |  | SUBTOTAL | [23 empty] | 167590.692
|  |  | 220000 | DIVISION 22-PLUMBING
FIXTURES
619 | P101-P108 | P004-P009 |  | Kitchen Sink | [17 empty] | 35 | 0% | 35 | EA | 220 | 880 | 38500
620 | P101-P108 | P004-P009 |  | MOP Sink | [17 empty] | 1 | 0% | 1 | EA | 170 | 680 | 850
621 | P101-P108 | P004-P009 |  | Cleanout | [17 empty] | 3 | 0% | 3 | EA | 45 | 180 | 675
622 | P101-P108 | P004-P009 |  | Funnel Drain | [17 empty] | 2 | 0% | 2 | EA | 50 | 200 | 500
623 | P101-P108 | P004-P009 |  | Drinking Fountain | [17 empty] | 2 | 0% | 2 | EA | 170 | 680 | 1700
624 | P101-P108 | P004-P009 |  | Floor Drain | [17 empty] | 2 | 0% | 2 | EA | 50 | 200 | 500
625 | P101-P108 | P004-P009 |  | Water Closet | [17 empty] | 44 | 0% | 44 | EA | 215 | 860 | 47300
626 | P101-P108 | P004-P009 |  | Lavatory | [17 empty] | 44 | 0% | 44 | EA | 230 | 920 | 50600
627 | P101-P108 | P004-P009 |  | Bath Tub | [17 empty] | 35 | 0% | 35 | EA | 660 | 2640 | 115500
628 | P101-P108 | P004-P009 |  | Shower Head | [17 empty] | 5 | 0% | 5 | EA | 50 | 200 | 1250
629 | P101-P108 | P004-P009 |  | Water Meter | [17 empty] | 36 | 0% | 36 | EA | 130 | 520 | 23400
630 | P101-P108 | P004-P009 |  | Sump Pump | [17 empty] | 1 | 0% | 1 | EA | 70 | 280 | 350
631 | P101-P108 | P004-P009 |  | Sink | [17 empty] | 1 | 0% | 1 | EA | 150 | 600 | 750
632 | P101-P108 | P004-P009 |  | Dishwasher | [17 empty] | 35 | 0% | 35 | EA | 320 | 1280 | 56000
633 | P101-P108 | P004-P009 |  | Hot Water Heater | [17 empty] | 41 | 0% | 41 | EA | 370 | 1480 | 75850
634 | P101-P108 | P004-P009 |  | Instant ELectric Water Heater | [17 empty] | 3 | 0% | 3 | EA | 250 | 1000 | 3750
635 | P101-P108 | P004-P009 |  | Water Booster Pump | [17 empty] | 1 | 0% | 1 | EA | 290 | 1160 | 1450
636 | P101-P108 | P004-P009 |  | Basket Stainer | [17 empty] | 1 | 0% | 1 | EA | 70 | 280 | 350
637 | P101-P108 | P004-P009 |  | 3" Building Shut-off Valve | [17 empty] | 1 | 0% | 1 | EA | 49 | 196 | 245
638 | P101-P108 | P004-P009 |  | 3" Meter Inlet Control Valve | [17 empty] | 1 | 0% | 1 | EA | 45 | 180 | 225
639 | P101-P108 | P004-P009 |  | 3" Capped Test Tee and Valve | [17 empty] | 1 | 0% | 1 | EA | 50 | 200 | 250
640 | P101-P108 | P004-P009 |  | 3" Meter outlet Control Valve | [17 empty] | 2 | 0% | 2 | EA | 100 | 400 | 1000
641 | P101-P108 | P004-P009 |  | 3" DCV Valve Assembly | [17 empty] | 1 | 0% | 1 | EA | 130 | 520 | 650
642 | P101-P108 | P004-P009 |  | Pressure Gauge | [17 empty] | 1 | 0% | 1 | EA | 55 | 220 | 275
643 | P101-P108 | P004-P009 |  | Hose Bib | [17 empty] | 3 | 0% | 3 | EA | 44 | 176 | 660
644 | P101-P108 | P004-P009 |  | 1/2" Non Freeze Hose Bib | [17 empty] | 8 | 0% | 8 | EA | 51 | 204 | 2040
645 | P101-P108 | P004-P009 |  | 17'x11'x12' Detention Tank | [17 empty] | 1 | 0% | 1 | EA | 1500 | 8000 | 9500
646 | P101-P108 | P004-P009 |  | Roof Drain | [17 empty] | 14 | 0% | 14 | EA | 50 | 200 | 3500
647 | P101-P108 | P004-P009 |  | Scupper Drain | [17 empty] | 1 | 0% | 1 | EA | 57 | 228 | 285
648 | P101-P108 | P004-P009 |  | 65 CFH Range | [17 empty] | 36 | 0% | 36 | EA | 330 | 1320 | 59400
649 | P101-P108 | P004-P009 |  | Gas Service Shutt Off Valve | [17 empty] | 1 | 0% | 1 | EA | 44 | 176 | 220
650 | P101-P108 | P004-P009 |  | 3" Gas Meter | [17 empty] | 1 | 0% | 1 | EA | 100 | 400 | 500
651 | P101-P108 | P004-P009 |  | 1-1/2" Gas Meter | [17 empty] | 1 | 0% | 1 | EA | 90 | 360 | 450
652 | P101-P108 | P004-P009 |  | 36"x36"x60"H Sewage Ejector (50GPM Duplex Pump) | [17 empty] | 1 | 0% | 1 | EA | 170 | 680 | 850
SANITARY PIPES
653 | P101-P108 | P004-P009 |  | 2" Sanitary Vent | [17 empty] | 1495.19 | 5% | 1569.9495 | LF | 4.4 | 17.6 | 34538.889
654 | P101-P108 | P004-P009 |  | 3" Sanitary Vent | [17 empty] | 2115.59 | 5% | 2221.3695 | LF | 5 | 20 | 55534.2375
655 | P101-P108 | P004-P009 |  | 4" Sanitary Vent | [17 empty] | 167.94 | 5% | 176.337 | LF | 6 | 24 | 5290.11
656 | P101-P108 | P004-P009 |  | 1-1/2" Sanitary Vent | [17 empty] | 1435.2 | 5% | 1506.96 | LF | 3.6 | 14.4 | 27125.28
657 | P101-P108 | P004-P009 |  | 3" Sanitary Pipes | [17 empty] | 1555.37 | 5% | 1633.1385 | LF | 5 | 20 | 40828.4625
658 | P101-P108 | P004-P009 |  | 4" Sanitary Pipe | [17 empty] | 2518.65 | 5% | 2644.5825 | LF | 6 | 24 | 79337.475
659 | P101-P108 | P004-P009 |  | 4" Fresh Air Pipe | [17 empty] | 202.04 | 5% | 212.142 | LF | 6 | 24 | 6364.26
660 | P101-P108 | P004-P009 |  | 6" Sanitary Pipe | [17 empty] | 422.9 | 5% | 444.045 | LF | 8 | 32 | 17761.8
661 | P101-P108 | P004-P009 |  | 2" Sanitary Pipe | [17 empty] | 810.39 | 5% | 850.9095 | LF | 5 | 20 | 21272.7375
662 | P101-P108 | P004-P009 |  | 1-1/2" Sanitary Pipe | [17 empty] | 359.86 | 5% | 377.853 | LF | 4.4 | 17.6 | 8312.766
| P101-P108 | P004-P009
STORM PIPES
663 | P101-P108 | P004-P009 |  | 6" Storm Pipe | [17 empty] | 275.85 | 5% | 289.6425 | LF | 13 | 52 | 18826.7625
664 | P101-P108 | P004-P009 |  | 8" Storm Pipe | [17 empty] | 101.57 | 5% | 106.6485 | LF | 15 | 60 | 7998.6375
665 | P101-P108 | P004-P009 |  | 8" Fresh Air Pipe | [17 empty] | 25.43 | 5% | 26.7015 | LF | 15 | 60 | 2002.6125
666 | P101-P108 | P004-P009 |  | 4" Storm Pipe | [17 empty] | 741.28 | 5% | 778.344 | LF | 9 | 36 | 35025.48
| P101-P108 | P004-P009
667 | P101-P108 | P004-P009 |  | 3/4" Gas Pipe | [17 empty] | 718.19 | 5% | 754.0995 | LF | 3 | 12 | 11311.4925
668 | P101-P108 | P004-P009 |  | 1" Gas Pipe | [17 empty] | 339.26 | 5% | 356.223 | LF | 3.4 | 13.6 | 6055.791
669 | P101-P108 | P004-P009 |  | 1-1/2" Gas Pipe | [17 empty] | 368.32 | 5% | 386.736 | LF | 3.7 | 14.8 | 7154.616
670 | P101-P108 | P004-P009 |  | 1-1/4" Gas Pipe | [17 empty] | 356.33 | 5% | 374.1465 | LF | 3.6 | 14.4 | 6734.637
671 | P101-P108 | P004-P009 |  | 2" Gas Pipe | [17 empty] | 455.76 | 5% | 478.548 | LF | 4.4 | 17.6 | 10528.056
672 | P101-P108 | P004-P009 |  | 3" Gas Pipe | [17 empty] | 24.77 | 5% | 26.0085 | LF | 5 | 20 | 650.2125
| P101-P108 | P004-P009
WATER PIPING
673 | P101-P108 | P004-P009 |  | 2" Cold Water Pipe | [17 empty] | 344.26 | 5% | 361.473 | LF | 4.4 | 17.6 | 7952.406
674 | P101-P108 | P004-P009 |  | 3" Cold Water | [17 empty] | 311.49 | 5% | 327.0645 | LF | 5 | 20 | 8176.6125
675 | P101-P108 | P004-P009 |  | 1-1/2" Cold Water Pipe | [17 empty] | 236.01 | 5% | 247.8105 | LF | 3.6 | 14.4 | 4460.589
676 | P101-P108 | P004-P009 |  | 1-1/4" Cold Water Pipe | [17 empty] | 154.73 | 5% | 162.4665 | LF | 3.8 | 15.2 | 3086.8635
677 | P101-P108 | P004-P009 |  | 1" Cold Water Pipe | [17 empty] | 120 | 5% | 126 | LF | 3.4 | 13.6 | 2142
678 | P101-P108 | P004-P009 |  | 2-1/2" Cold Water Pipe | [17 empty] | 303.13 | 5% | 318.2865 | LF | 5 | 20 | 7957.1625
679 | P101-P108 | P004-P009 |  | 1/2" Cold Water Pipe | [17 empty] | 3890.04 | 5% | 4084.542 | LF | 3 | 12 | 61268.13
680 | P101-P108 | P004-P009 |  | 1/2" Hot Water Pipe | [17 empty] | 3800 | 5% | 3990 | LF | 3 | 12 | 59850
681 | P101-P108 | P004-P009 |  | 3/4" Cold Water Pipe | [17 empty] | 1322.7 | 5% | 1388.835 | LF | 3.2 | 12.8 | 22221.36
682 | P101-P108 | P004-P009 |  | 3/4" Hot Water Pipe | [17 empty] | 1300 | 5% | 1365 | LF | 3.2 | 12.8 | 21840
|  |  |  | SUBTOTAL | [23 empty] | 1100934.4385
|  |  | 230000 | DIVISION 23-HVAC
FAN
683 | M100-M108 | FAN SCHEDULE M-002 |  | 115V 325 CFM Bathroom Fan Type TX-1 MODEL : USF-104-BI | [17 empty] | 1 | 0% | 1 | ea | 75 | 300 | 375
684 | M100-M108 | FAN SCHEDULE M-002 |  | 115V 175 CFM Bathroom Fan Type TX-2 MODEL : G-080-VG | [17 empty] | 1 | 0% | 1 | ea | 80 | 320 | 400
685 | M100-M108 | FAN SCHEDULE M-002 |  | 115V 350 CFM Bathroom Fan Type TX-3 MODEL : G-095-VG | [17 empty] | 1 | 0% | 1 | ea | 73 | 292 | 365
686 | M100-M108 | FAN SCHEDULE M-002 |  | 115V 385 CFM Bathroom Fan Type TX-4 MODEL : G-095-VG | [17 empty] | 1 | 0% | 1 | ea | 69 | 276 | 345
687 | M100-M108 | FAN SCHEDULE M-002 |  | 115V 350 CFM Bathroom Fan Type TX-5 MODEL : G-095-VG | [17 empty] | 1 | 0% | 1 | ea | 80 | 320 | 400
688 | M100-M108 | FAN SCHEDULE M-002 |  | 115V 325 CFM Kitchen Fan Type KX-1 MODEL : G-090-VG | [17 empty] | 1 | 0% | 1 | ea | 85 | 340 | 425
689 | M100-M108 | FAN SCHEDULE M-002 |  | 115V 650 CFM Kitchen Fan Type KX-2 MODEL : G-099-VG | [17 empty] | 1 | 0% | 1 | ea | 73 | 292 | 365
690 | M100-M108 | FAN SCHEDULE M-002 |  | 115V 715 CFM Kitchen Fan Type KX-3 MODEL : G-099-VG | [17 empty] | 1 | 0% | 1 | ea | 76 | 304 | 380
691 | M100-M108 | FAN SCHEDULE M-002 |  | 115V 585 CFM Kitchen Fan Type KX-4 MODEL : G-098-VG | [17 empty] | 1 | 0% | 1 | ea | 77 | 308 | 385
692 | M100-M108 | FAN SCHEDULE M-002 |  | 115V 375 CFM Compactor/Trash Room Fan Type CRX-1 MODEL : USF-106-BI | [17 empty] | 1 | 0% | 1 | ea | 70 | 280 | 350
693 | M100-M108 | FAN SCHEDULE M-002 |  | 115V 150 CFM Telecom Room Fan Type TRX-1 MODEL : SP-B150 | [17 empty] | 1 | 0% | 1 | ea | 73 | 292 | 365
ELECTRIC HEATER
694 | M100-M108 | ELECTRIC HEATER SCHEDULE M-002 |  | 4000 Watt 13650 BTU Wall Mounted Recessed Electric Heater MODEL : FRC 4020 | [17 empty] | 5 | 0% | 5 | ea | 500 | 2000 | 12500
695 | M100-M108 | ELECTRIC HEATER SCHEDULE M-002 |  | 2500 Watt 8553 BTU Suspended Ceiling Electric Heater MODEL : HUH524TA | [17 empty] | 4 | 0% | 4 | ea | 350 | 1400 | 7000
696 | M100-M108 | ELECTRIC HEATER SCHEDULE M-002 |  | 3750 Watt 12799 BTU Suspended Ceiling Electric Heater MODEL : HUH524TA | [17 empty] | 1 | 0% | 1 | ea | 360 | 1440 | 1800
SUPPLY REGISTER
697 | M100-M108 | M-002 |  | 12X6 225 CFM Top Register | [17 empty] | 1 | 0% | 1 | ea | 25 | 100 | 125
698 | M100-M108 | M-002 |  | 200 CFM Register | [17 empty] | 1 | 0% | 1 | ea | 30 | 120 | 150
699 | M100-M108 | M-002 |  | 210 CFM Register | [17 empty] | 9 | 0% | 9 | ea | 33 | 132 | 1485
700 | M100-M108 | M-002 |  | 225 CFM Register | [17 empty] | 16 | 0% | 16 | ea | 33 | 132 | 2640
701 | M100-M108 | M-002 |  | 235 CFM Register | [17 empty] | 1 | 0% | 1 | ea | 33 | 132 | 165
702 | M100-M108 | M-002 |  | 240 CFM Register | [17 empty] | 4 | 0% | 4 | ea | 33 | 132 | 660
703 | M100-M108 | M-002 |  | 250 CFM Register | [17 empty] | 12 | 0% | 12 | ea | 30 | 120 | 1800
704 | M100-M108 | M-002 |  | 265 CFM Register | [17 empty] | 1 | 0% | 1 | ea | 29 | 116 | 145
705 | M100-M108 | M-002 |  | 270 CFM Register | [17 empty] | 2 | 0% | 2 | ea | 35 | 140 | 350
706 | M100-M108 | M-002 |  | 275 CFM Register | [17 empty] | 2 | 0% | 2 | ea | 36 | 144 | 360
707 | M100-M108 | M-002 |  | 280 CFM Register | [17 empty] | 2 | 0% | 2 | ea | 37 | 148 | 370
708 | M100-M108 | M-002 |  | 290 CFM Register | [17 empty] | 6 | 0% | 6 | ea | 33.2 | 132.8 | 996
709 | M100-M108 | M-002 |  | 300 CFM Register | [17 empty] | 9 | 0% | 9 | ea | 30 | 120 | 1350
710 | M100-M108 | M-002 |  | 330 CFM Register | [17 empty] | 16 | 0% | 16 | ea | 35 | 140 | 2800
711 | M100-M108 | M-002 |  | 330 CFM Top Register | [17 empty] | 2 | 0% | 2 | ea | 32 | 128 | 320
712 | M100-M108 | M-002 |  | 335 CFM Register | [17 empty] | 2 | 0% | 2 | ea | 33 | 132 | 330
713 | M100-M108 | M-002 |  | 440 CFM Register | [17 empty] | 8 | 0% | 8 | ea | 34 | 136 | 1360
DUCT
714 | M100-M108 |  |  | 6x4 Duct | [17 empty] | 558 | 10% | 613.8 | lf | 2 | 8 | 6138
715 | M100-M108 |  |  | 6x6 Duct | [17 empty] | 900 | 10% | 990 | lf | 2.4 | 9.6 | 11880
716 | M100-M108 |  |  | 8X10 Duct | [17 empty] | 3.86 | 10% | 4.246 | lf | 3 | 12 | 63.69
717 | M100-M108 |  |  | 8X12 Duct | [17 empty] | 14.14 | 10% | 15.554 | lf | 3.1 | 12.4 | 241.087
718 | M100-M108 |  |  | 8x4 Duct | [17 empty] | 121.02 | 10% | 133.122 | lf | 2.8 | 11.2 | 1863.708
719 | M100-M108 |  |  | 8x6 Duct | [17 empty] | 275.67 | 10% | 303.237 | lf | 2.9 | 11.6 | 4396.9365
720 | M100-M108 |  |  | 8x8 Duct | [17 empty] | 623.16 | 10% | 685.476 | lf | 2.92 | 11.68 | 10007.9496
721 | M100-M108 |  |  | 10x6 Duct | [17 empty] | 82.88 | 10% | 91.168 | lf | 3.2 | 12.8 | 1458.688
722 | M100-M108 |  |  | 10x8 Duct | [17 empty] | 397.31 | 10% | 437.041 | lf | 3.3 | 13.2 | 7211.1765
723 | M100-M108 |  |  | 12x12 Duct | [17 empty] | 3.24 | 10% | 3.564 | lf | 3.4 | 13.6 | 60.588
724 | M100-M108 |  |  | 12x6 Duct | [17 empty] | 15.54 | 10% | 17.094 | lf | 3.5 | 14 | 299.145
725 | M100-M108 |  |  | 12x8 Duct | [17 empty] | 127.09 | 10% | 139.799 | lf | 3.6 | 14.4 | 2516.382
726 | M100-M108 |  |  | 14x6 Duct | [17 empty] | 4.97 | 10% | 5.467 | lf | 4 | 16 | 109.34
727 | M100-M108 |  |  | 14x8 Duct | [17 empty] | 66.22 | 10% | 72.842 | lf | 4.1 | 16.4 | 1493.261
728 | M100-M108 |  |  | 16x6 Duct | [17 empty] | 38.1 | 10% | 41.91 | lf | 4.4 | 17.6 | 922.02
729 | M100-M108 |  |  | 16x8 Duct | [17 empty] | 228.95 | 10% | 251.845 | lf | 4.5 | 18 | 5666.5125
730 | M100-M108 |  |  | 18x8 Duct | [17 empty] | 10.54 | 10% | 11.594 | lf | 4.56 | 18.24 | 264.3432
731 | M100-M108 |  |  | 20x8 Duct | [17 empty] | 68.94 | 10% | 75.834 | lf | 44.8 | 179.2 | 16986.816
732 | M100-M108 |  |  | 22x8 Duct | [17 empty] | 41.36 | 10% | 45.496 | lf | 5.2 | 20.8 | 1182.896
733 | M100-M108 |  |  | 24x10 Duct | [17 empty] | 7.64 | 10% | 8.404 | lf | 5.6 | 22.4 | 235.312
734 | M100-M108 |  |  | 24x8 Duct | [17 empty] | 15.72 | 10% | 17.292 | lf | 5.7 | 22.8 | 492.822
735 | M100-M108 |  |  | 26x8 Duct | [17 empty] | 16.85 | 10% | 18.535 | lf | 6 | 24 | 556.05
736 | M100-M108 |  |  | 6x4 Duct | [17 empty] | 558 | 10% | 613.8 | lf | 2 | 8 | 6138
737 | M100-M108 |  |  | 6x6 Duct | [17 empty] | 900 | 10% | 990 | lf | 2.4 | 9.6 | 11880
738 | M100-M108 |  |  | 8X10 Duct | [17 empty] | 3.86 | 10% | 4.246 | lf | 3 | 12 | 63.69
739 | M100-M108 |  |  | 8X12 Duct | [17 empty] | 14.14 | 10% | 15.554 | lf | 2.8 | 11.2 | 217.756
740 | M100-M108 |  |  | 8x4 Duct | [17 empty] | 121.02 | 10% | 133.122 | lf | 2.8 | 11.2 | 1863.708
741 | M100-M108 |  |  | 8x6 Duct | [17 empty] | 275.67 | 10% | 303.237 | lf | 2.9 | 11.6 | 4396.9365
742 | M100-M108 |  |  | 8x8 Duct | [17 empty] | 623.16 | 10% | 685.476 | lf | 2.92 | 11.68 | 10007.9496
SQUARE CEILING DIFFUSER
743 | M100-M107 | M-002 |  | 50CFM Ceiling Diffuser MANUFACTURER : TMS | [17 empty] | 28 | 0% | 28 | ea | 15 | 60 | 2100
744 | M100-M107 | M-002 |  | 60 CFM Diffuser MANUFACTURER : TMS | [17 empty] | 1 | 0% | 1 | ea | 15 | 60 | 75
745 | M100-M107 | M-002 |  | 80CFM Diffuser MANUFACTURER : TMS | [17 empty] | 2 | 0% | 2 | ea | 15 | 60 | 150
746 | M100-M107 | M-002 |  | 110 CFM Ceiling Diffuser MANUFACTURER : TMS | [17 empty] | 11 | 0% | 11 | ea | 20 | 80 | 1100
747 | M100-M107 | M-002 |  | 175CFM Diffuser MANUFACTURER : TMS | [17 empty] | 4 | 0% | 4 | ea | 20 | 80 | 400
748 | M100-M107 | M-002 |  | 220 CFM Diffuser MANUFACTURER : TMS | [17 empty] | 16 | 0% | 16 | ea | 20 | 80 | 1600
749 | M100-M107 | M-002 |  | 20"x20" 325 CFM Diffuser | [17 empty] | 2 | 0% | 2 | ea | 22 | 88 | 220
750 | M100-M107 | M-002 |  | 20"x20" 375 CFM Diffuser | [17 empty] | 2 | 0% | 2 | ea | 22 | 88 | 220
751 | M100-M107 | M-002 |  | 4' Architecture Linear Diffuser w/Plenium | [17 empty] | 1 | 0% | 1 | ea | 50 | 200 | 250
752 | M100-M107 | M-002 |  | 5' Architecture Linear Diffuser w/Plenium | [17 empty] | 2 | 0% | 2 | ea | 55 | 220 | 550
753 | M100-M107 | M-002 |  | 10' Architecture Linear Diffuser w/Plenium | [17 empty] | 3 | 0% | 3 | ea | 60 | 240 | 900
CEILING GRILLE
754 | M100-M107 |  |  | 12x6 Ceiling Grille | [17 empty] | 1 | 0% | 1 | ea | 17 | 68 | 85
755 | M100-M107 |  |  | 36x12 Ceiling Grille | [17 empty] | 30 | 0% | 30 | ea | 17 | 68 | 2550
756 | M100-M107 |  |  | 36x20 Ceiling Grille | [17 empty] | 1 | 0% | 1 | ea | 17 | 68 | 85
757 | M100-M107 |  |  | 48x12 Ceiling Grille | [17 empty] | 5 | 0% | 5 | ea | 17 | 68 | 425
758 | M100-M107 |  |  | 48x6 Ceiling Grille | [17 empty] | 1 | 0% | 1 | ea | 17 | 68 | 85
ENERGY RECOVERY VENTILATOR
759 | M100-M107 | M-002 |  | 208V 300 CFM Energy Recovery Ventilator Type ERV-1 MODEL : LOSSNAY LGH-F300RX5-E1 | [17 empty] | 1 | 0% | 1 | ea | 90 | 360 | 450
760 | M100-M107 | M-002 |  | 208V 300 CFM Energy Recovery Ventilator Type ERV-2 MODEL : LOSSNAY LGH-F300RX5-E1 | [17 empty] | 1 | 0% | 1 | ea | 90 | 360 | 450
AIR COOLED CONDENSING UNIT
761 | M100-M107 | M-002 |  | 36000 BTU 208V Air Cooled Condensing Unit MODEL : CITY MULTI PUMY-P48NKMU1 | [17 empty] | 35 | 0% | 35 | ea | 900 | 3600 | 157500
762 | M100-M107 | M-002 |  | 48000 BTU 208V Air Cooled Condensing Unit MODEL : CITY MULTI PUMY-P48NKMU1 | [17 empty] | 2 | 0% | 2 | ea | 1300 | 5200 | 13000
MISCELLANEOUS
763 | M100-M107 |  |  | Volume Dumper | [17 empty] | 164 | 0% | 164 | ea | 25 | 100 | 20500
764 | M100-M107 |  |  | Fire Damper W/Access Door | [17 empty] | 122 | 0% | 122 | ea | 90 | 360 | 54900
|  |  |  | SUBTOTAL | [23 empty] | 407070.7634
|  |  | 260000 | DIVISION 26-ELECTRICAL
765 | E-001 To E-400 | See Schedule/E-209 |  | (4'')18W LED Recessed Downlights L-1 | [17 empty] | 235 | 0% | 235 | EA | 55 | 220 | 64625
766 | E-001 To E-400 | See Schedule/E-209 |  | (4'')18W LED Recessed Downlights L-1 W/ Emergency Light | [17 empty] | 21 | 0% | 21 | EA | 55 | 220 | 5775
767 | E-001 To E-400 | See Schedule/E-209 |  | (4'') 18W LED Location Recessed Downlights L-2 | [17 empty] | 41 | 0% | 41 | EA | 55 | 220 | 11275
768 | E-001 To E-400 | See Schedule/E-209 |  | (37'') 30W Vanity Sconce L-3 | [17 empty] | 95 | 0% | 95 | EA | 55 | 220 | 26125
769 | E-001 To E-400 | See Schedule/E-209 |  | (7'') 9.3W Surface Mount Light L-4 | [17 empty] | 84 | 0% | 84 | EA | 55 | 220 | 23100
770 | E-001 To E-400 | See Schedule/E-209 |  | (4'') 18W Trimless Recessed Downlights L-5 | [17 empty] | 20 | 0% | 20 | EA | 55 | 220 | 5500
771 | E-001 To E-400 | See Schedule/E-209 |  | (4'') 18W TrimlessEmergency Recessed Downlights L5-EM | [17 empty] | 17 | 0% | 17 | EA | 55 | 220 | 4675
772 | E-001 To E-400 | See Schedule/E-209 |  | (4'') 18W Trim Downlights L-5.1 | [17 empty] | 10 | 0% | 10 | EA | 55 | 220 | 2750
773 | E-001 To E-400 | See Schedule/E-209 |  | (18'x2-1/2''x2-11/16'')7.25W Linear Pendant L-7 | [17 empty] | 15 | 0% | 15 | EA | 55 | 220 | 4125
774 | E-001 To E-400 | See Schedule/E-209 |  | (18'x2-1/2''x2-11/16'')7.25W Linear Pendant L-7 Emergency Light | [17 empty] | 15 | 0% | 15 | EA | 57 | 228 | 4275
775 | E-001 To E-400 | See Schedule/E-209 |  | (24'')34W Linear Flourescent L-8 | [17 empty] | 30 | 0% | 30 | EA | 55 | 220 | 8250
776 | E-001 To E-400 | See Schedule/E-209 |  | (24'')34W Linear Emergency Flourescent L8-EM | [17 empty] | 50 | 0% | 50 | EA | 60 | 240 | 15000
777 | E-001 To E-400 | See Schedule/E-209 |  | (12''x0.79''x0.83'')6.4W Under-Cabinate Lighting W/Diffuser L-9 | [17 empty] | 375 | 5% | 393.75 | LF | 15 | 35 | 19687.5
778 | E-001 To E-400 | See Schedule/E-209 |  | (4-7/8'')53W Flush Mount Light L-10 | [17 empty] | 20 | 0% | 20 | EA | 60 | 240 | 6000
779 | E-001 To E-400 | See Schedule/E-209 |  | (4-7/8'')53W Flush Mount Light L-10 Emergency Light | [17 empty] | 5 | 0% | 5 | EA | 60 | 240 | 1500
780 | E-001 To E-400 | See Schedule/E-209 |  | (3-5/8''x3-1/8'')18W Directional Pin Light Trimless L-11 | [17 empty] | 25 | 0% | 25 | EA | 57 | 228 | 7125
781 | E-001 To E-400 | See Schedule/E-209 |  | (3-5/8''x3-1/8'')18W Directional Pin Light Trimless L-11 Emergency Light | [17 empty] | 27 | 0% | 27 | EA | 57 | 228 | 7695
782 | E-001 To E-400 | See Schedule/E-209 |  | (3-3/8'')7W Directional Pin Light L-12 | [17 empty] | 20 | 0% | 20 | EA | 55 | 220 | 5500
783 | E-001 To E-400 | See Schedule/E-209 |  | (5'x3/8''x1/8'')(5'x11/16''x7/16'')20W Under-Cabinet Lighting W/Diffuser L-13 | [17 empty] | 7 | 0% | 7 | EA | 60 | 240 | 2100
784 | E-001 To E-400 | See Schedule/E-209 |  | (72''x12''x0.4'')4.27W LED Strip L-14 | [17 empty] | 8 | 0% | 8 | EA | 53 | 212 | 2120
785 | E-001 To E-400 | See Schedule/E-209 |  | (72''x0.63''x0.63'') 4.27W LED Strip L-15 | [17 empty] | 6 | 0% | 6 | EA | 53 | 212 | 1590
786 | E-001 To E-400 | See Schedule/E-209 |  | (52'' W,8'' )20W Pendant L-16 | [17 empty] | 1 | 0% | 1 | EA | 55 | 220 | 275
787 | E-001 To E-400 | See Schedule/E-209 |  | (4-5/16''x5-13/116'')34W Exterior Surface Downlight El-1 | [17 empty] | 10 | 0% | 10 | EA | 57 | 228 | 2850
788 | E-001 To E-400 | See Schedule/E-209 |  | (3''x7-3/8'')27W Exterior Spot Light EL-2 | [17 empty] | 7 | 0% | 7 | EA | 57 | 228 | 1995
789 | E-001 To E-400 | See Schedule/E-209 |  | (14'')17.5W LED Scone EL-3 | [17 empty] | 9 | 0% | 9 | EA | 53 | 212 | 2385
790 | E-001 To E-400 | See Schedule/E-209 |  | (4'') 7W Recessed Uplight EL-4 | [17 empty] | 10 | 0% | 10 | EA | 50 | 200 | 2500
791 | E-001 To E-400 | See Schedule/E-209 |  | (2-1/4''x7'') 7W Exterior Up Light EL-5 | [17 empty] | 7 | 0% | 7 | EA | 60 | 240 | 2100
792 | E-001 To E-400 | See Schedule/E-209 |  | (5''x7.75''x9.25'')15W Exterior Wall Sconce EL-6 | [17 empty] | 33 | 0% | 33 | EA | 50 | 200 | 8250
793 | E-001 To E-400 | See Schedule/E-209 |  | (2.5''x3.3'')3W Stake Mount Light EL-7 | [17 empty] | 10 | 0% | 10 | EA | 50 | 200 | 2500
794 | E-001 To E-400 | See Schedule/E-209 |  | (4'') 7W Recessed Uplight EL-8 | [17 empty] | 10 | 0% | 10 | EA | 50 | 200 | 2500
POWERS
795 | E-001 To E-400 | E-001 To E-400 |  | Duplex Receptacle | [17 empty] | 500 | 0% | 500 | EA | 24 | 96 | 60000
796 | E-001 To E-400 | E-001 To E-400 |  | Duplex Receptacle GFI | [17 empty] | 200 | 0% | 200 | EA | 27 | 108 | 27000
797 | E-001 To E-400 | E-001 To E-400 |  | Disconnect Switch | [17 empty] | 174 | 0% | 174 | EA | 20 | 80 | 17400
798 | E-001 To E-400 | E-001 To E-400 |  | Quad Outlet | [17 empty] | 2 | 0% | 2 | EA | 30 | 120 | 300
799 | E-001 To E-400 | E-001 To E-400 |  | Single Pol Switch | [17 empty] | 350 | 0% | 350 | EA | 20 | 80 | 35000
800 | E-001 To E-400 | E-001 To E-400 |  | Junction Box | [17 empty] | 15 | 0% | 15 | EA | 40 | 160 | 3000
801 | E-001 To E-400 | E-001 To E-400 |  | Duplex GFI W/P | [17 empty] | 25 | 0% | 25 | EA | 30 | 120 | 3750
802 | E-001 To E-400 | E-001 To E-400 |  | 3 Way Switch | [17 empty] | 75 | 0% | 75 | EA | 25 | 100 | 9375
803 | E-001 To E-400 | E-001 To E-400 |  | Diconnect Switch Toggle Type | [17 empty] | 100 | 0% | 100 | EA | 24 | 96 | 12000
804 | E-001 To E-400 | E-001 To E-400 |  | Duplex Receptacle S | [17 empty] | 200 | 0% | 200 | EA | 24 | 96 | 24000
805 | E-001 To E-400 | E-001 To E-400 |  | Wall Mounted Junction Box | [17 empty] | 75 | 0% | 75 | EA | 50 | 200 | 18750
806 | E-001 To E-400 | E-001 To E-400 |  | Smoke/Carbon Monoxide Detector | [17 empty] | 75 | 0% | 75 | EA | 40 | 160 | 15000
807 | E-001 To E-400 | E-001 To E-400 |  | Power Receptacle | [17 empty] | 45 | 0% | 45 | EA | 24 | 96 | 5400
808 | E-001 To E-400 | E-001 To E-400 |  | Head Detector | [17 empty] | 45 | 0% | 45 | EA | 27 | 108 | 6075
809 | E-001 To E-400 | E-001 To E-400 |  | R.V Gang Receptacle | [17 empty] | 120 | 0% | 120 | EA | 33 | 132 | 19800
810 | E-001 To E-400 | E-001 To E-400 |  | Duplex Recepticle W/p | [17 empty] | 2 | 0% | 2 | EA | 27 | 108 | 270
811 | E-001 To E-400 | E-001 To E-400 |  | 1 Way Switch | [17 empty] | 76 | 0% | 76 | EA | 20 | 80 | 7600
812 | E-001 To E-400 | E-001 To E-400 |  | 2 Way Switch | [17 empty] | 4 | 0% | 4 | EA | 24 | 96 | 480
813 | E-001 To E-400 | E-001 To E-400 |  | Intercom | [17 empty] | 35 | 0% | 35 | EA | 20 | 80 | 3500
814 | E-001 To E-400 | E-001 To E-400 |  | NID Box | [17 empty] | 45 | 0% | 45 | EA | 30 | 120 | 6750
815 | E-001 To E-400 | E-001 To E-400 |  | Recepticle | [17 empty] | 30 | 0% | 30 | EA | 29 | 116 | 4350
816 | E-001 To E-400 | E-001 To E-400 |  | One Circuit Exit | [17 empty] | 60 | 0% | 60 | EA | 40 | 160 | 12000
817 | E-001 To E-400 | E-001 To E-400 |  | WS Sensor | [17 empty] | 45 | 0% | 45 | EA | 44 | 176 | 9900
818 | E-001 To E-400 | E-001 To E-400 |  | Junction Box | [17 empty] | 10 | 0% | 10 | EA | 40 | 160 | 2000
819 | E400 |  |  | Apartment Meter Bank#1 800A w/ 12 150AMP 2-P Circuit Breaker | [17 empty] | 1 | 0% | 1 | EA | 1275 | 7225 | 8500
820 | E400 |  |  | Apartment Meter Bank#2 800A w/ 12 150AMP 2-P Circuit Breaker | [17 empty] | 1 | 0% | 1 | EA | 1275 | 7225 | 8500
821 | E400 |  |  | Apartment Meter Bank#3 800A w/ 6 150AMP 2-P Circuit Breaker | [17 empty] | 1 | 0% | 1 | EA | 1275 | 7225 | 8500
822 | E400 |  |  | Tenant Apartment Distribution Panel | [17 empty] | 1 | 0% | 1 | EA | 330 | 1870 | 2200
823 | E400 |  |  | 800A Service Switch | [17 empty] | 1 | 0% | 1 | EA | 225 | 1275 | 1500
824 | E400 |  |  | 600A Service Switch | [17 empty] | 1 | 0% | 1 | EA | 225 | 1275 | 1500
825 | E400 |  |  | Base Building Meter | [17 empty] | 1 | 0% | 1 | EA | 97.5 | 552.5 | 650
826 | E400 |  |  | 800A Main Power Distribution Panel w/ CT Cabinet | [17 empty] | 1 | 0% | 1 | EA | 1425 | 8075 | 9500
827 | E400 |  |  | 30A 2P 240V Disconnect Switch | [17 empty] | 1 | 0% | 1 | EA | 22.5 | 127.5 | 150
828 | E400 |  |  | 200A 3P 240V Disconnect Switch Fused | [17 empty] | 1 | 0% | 1 | EA | 22.5 | 127.5 | 150
829 | E400 |  |  | 208A 41 CKT Panel UP-C Section-1 | [17 empty] | 1 | 0% | 1 | EA | 240 | 1360 | 1600
830 | E400 |  |  | 208A 41 CKT Panel UP-C Section-2 | [17 empty] | 1 | 0% | 1 | EA | 240 | 1360 | 1600
831 | E400 |  |  | 208A 41 CKT Panel UP-CT | [17 empty] | 1 | 0% | 1 | EA | 240 | 1360 | 1600
832 | E400 |  |  | 208A 29 CKT Panel UP-G | [17 empty] | 1 | 0% | 1 | EA | 240 | 1360 | 1600
833 | E400 |  |  | 208A 59 CKT Panel UP-G | [17 empty] | 1 | 0% | 1 | EA | 240 | 1360 | 1600
834 | E400 |  |  | Apartment Distribution Panels | [17 empty] | 35 | 0% | 35 | EA | 270 | 1530 | 63000
835 |  |  |  | Allowance: Wiring Conduicts and Connections | [17 empty] | 1 | 0% | 1 | LS | 25000 | 100000 | 125000
|  |  |  | SUBTOTAL | [23 empty] | 794997.5
|  |  | 310000 | DIVISION 31-EARTHWORK
836 |  |  |  | Excavation | [17 empty] | 2650 | 5% | 2782.5 | CY | 50 |  | 139125
837 |  |  |  | Support Of Excavatio | [17 empty] | 1 | 0% | 1 | LS | 25000 | 115000 | 140000
|  |  |  | SUBTOTAL | [23 empty] | 279125
|  |  | 320000 | DIVISION 32-EXTERIOR IMPROVEMENTS
CONCRETE
New Concrete Sidewalk As:
838 | BPP-100 |  |  | 4" Thk Concrete Sidewalk | [17 empty] | 3300 | 10% | 3630 | sf | 1.8 | 2.7 | 16335
839 | BPP-100 |  |  | 6" Gravel | [17 empty] | 61.1111 | 10% | 67.2222 | cy | 15 | 10 | 1680.5556
Curb :
840 | BPP-100 |  |  | New Drop Curb | [17 empty] | 175 | 10% | 192.5 | lf | 5.2 | 7.8 | 2502.5
New Roaway As:
841 | BPP-100 |  |  | Repairing Existing Roadway | [17 empty] | 1050 | 10% | 1155 | sf | 3 | 4.5 | 8662.5
PLANTERS
842 | ACC-02 |  |  | 25"Wx18"Dx18"H Planter | [17 empty] | 1 | 0% | 1 | ea | 156 | 234 | 390
843 | ACC-03 |  |  | 42"Wx18"Dx18"H Planter | [17 empty] | 1 | 0% | 1 | ea | 285.75 | 428.625 | 714.375
844 | ACC-04 |  |  | 27"Wx27"Dx28"H Planter | [17 empty] | 1 | 0% | 1 | ea | 262.125 | 393.1875 | 655.3125
845 | ACC-05 |  |  | 60"Wx20"Dx24"H Planter | [17 empty] | 1 | 0% | 1 | ea | 500 | 750 | 1250
846 | ACC-06 |  |  | 25"Wx20"Dx24"H Planter | [17 empty] | 1 | 0% | 1 | ea | 208 | 312 | 520
847 | ACC-07 |  |  | 32"Wx12"Dx12"Hx1"Lip | [17 empty] | 1 | 0% | 1 | ea | 133.5 | 200.25 | 333.75
|  |  |  | SUBTOTAL | [23 empty] | 33043.9931
|  |  | 330000 | DIVISION 33-UTILITIES
SEWER
848 | SC-101 |  |  | 6" Sanitary Storm Service | [17 empty] | 15 | 10% | 16.5 | lf | 13 | 52
849 | SC-101 |  |  | 8" Sanitary Storm Service | [17 empty] | 25 | 10% | 27.5 | lf | 15 | 60 | 2062.5
850 | SC-101 |  |  | 12" Combined Sewer Line | [17 empty] | 65 | 10% | 71.5 | lf | 24 | 96 | 8580
851 | SC-101 |  |  | 18" Combined Sewer Line | [17 empty] | 100 | 10% | 110 | lf | 29 | 116 | 15950
852 | SC-101 |  |  | Storm Manholes | [17 empty] | 4 | 10% | 4.4 | ea | 440 | 1760 | 9680
|  |  |  | SUBTOTAL | [23 empty] | 36272.5
|  |  |  | TOTAL AMOUNT | [23 empty] | 8255290.8034
|  |  |  | CONTIGENCIES (3%) | [22 empty] | 5% | 412764.5402
|  |  |  | OVERHEAD AND PROFIT (10%) | [22 empty] | 10% | 825529.0803
|  |  |  | TAX (8.25%) | [22 empty] | 8.5% | 701699.7183
|  |  |  | PERFORMANCE AND PAYMENT BONDS | [22 empty] | 1.5% | 123829.3621
|  |  |  | TOTAL BASEBID | [23 empty] | 10319113.5043

## Sheet1
| Floor-1 | [5 empty] | Floor-2 | [5 empty] | Floor-3 | [5 empty] | Floor-4 | [5 empty] | Floor-5 | [5 empty] | Floor-7 | [5 empty] | ROOF | [5 empty] | BH ROOF
| #4 | #5 | #6 | #7 | #8 | #9 | #4 | #5 | #6 | #7 | #8 | #9 | #4 | #5 | #6 | #7 | #8 | #9 | #4 | #5 | #6 | #7 | #8 | #9 | #4 | #5 | #6 | #7 | #8 | #9 | #4 | #5 | #6 | #7 | #8 | #9 | #4 | #5 | #6 | #7 | #8 | #9 | #4 | #5 | #6 | #7 | #8 | #9
Weight | 0.668 | 1.042 | 1.502 | 2.044 | 2.67 | 3.4 | 0.668 | 1.042 | 1.502 | 2.044 | 2.67 | 3.4 | 0.668 | 1.042 | 1.502 | 2.044 | 2.67 | 3.4 | 0.668 | 1.042 | 1.502 | 2.044 | 2.67 | 3.4 | 0.668 | 1.042 | 1.502 | 2.044 | 2.67 | 3.4 | 0.668 | 1.042 | 1.502 | 2.044 | 2.67 | 3.4 | 0.668 | 1.042 | 1.502 | 2.044 | 2.67 | 3.4 | 0.668 | 1.042 | 1.502 | 2.044 | 2.67 | 3.4
No. of Bars
Length
Col-1 | 0 | 0 | 0 | 0 | 0 | 0 | 0 | 0 | 0 | 0 | 0 | 0 | 0 | 0 | 0 | 0 | 0 | 0 | 0 | 0 | 0 | 0 | 0 | 0 | 0 | 0 | 0 | 0 | 0 | 0 | 0 | 0 | 0 | 0 | 0 | 0 | 0 | 0 | 0 | 0 | 0 | 0 | 0 | 0 | 0 | 0 | 0 | 0 | 0
| 0 | LBs